## Curve Generator
Zoeller Company
System Head Curve and Pump Selection Tool
Static Head Information |  | Elev. difference from low water to system high point
Static Head - elevation difference from low water to outfall | 8
System high point above outfall? | No | 20
Friction Head Information
Pipe
How many different pipes in the system (not counting laterals)? | 1
Pipe 1 Length | 150
Pipe 1 Size | 2
Pipe 1 Class | SCH 40
Pipe 2 Length | 50 | 100
Pipe 2 Size | 2
Pipe 2 Class | SCH 40
Pipe 3 Length | 10 | 100
Pipe 3 Size | 2
Pipe 3 Class | SCH 40
Pressurized Laterals? | No | Flow Deviation Along Lateral
How many are dosed at once? | 5
Length of one lateral | 30 | #DIV/0!
Size of lateral | 1.25 | #DIV/0!
Class of lateral | SCH 40
Fittings & Discharge Assemblies
Type | Size | Quantity | Flow
90 Elbow | 2 | 1 | 100
Check Valve | 2 | 1 | 100
| 2 | 1 | 100
| 2 | 1 | 100
| 2 | 1 | 100
Special Friction Considerations
Weep Hole | No | 0.125
Add-In Friction | 15
Automatic Multizone Valve? | No | 100
Pressure Filter? | No | 100
Operating Head Information |  | Specify Flow Requirement?
System Type | Non-Pressurized
Required Pressure | 5 | Yes |  | Flow Requirement | 25 | NOTE: THE DISPLAYED PUMP CURVES HAVE BEEN ADJUSTED TO ACCOUNT FOR THE EFFECT OF THE WEEP HOLE
Number of Orifices | 100
Size of Orifices | 0.125 |  |  |  | Pump Selection | 60 Hz | Frequency |  |  |  | Design Point |  |  | Curve Zoom Range | 40
Spider Valve Orifice Sizes (Data originates from Spider Valve Sizing Tab) | 0.5 | 0.5 |  |  | Zoeller Turbine Effluent Pumps |  |  | Operating Points |  |  | 25
| 0.5 |  |  |  | Turbine Pump 1 |  |  | #N/A | #N/A |  | 10.8549
[5 empty] | Flow Control Orifice? | No | 0.3125
[5 empty] | Turbine Pump 2 |  |  | #N/A | #N/A |  | Project Data |  |  |  | Notes:
[5 empty] | Flow Control Orifice? | No | 0.3125 |  |  |  | Project Name:
Project Address
Factors and Coefficients |  |  |  |  | Zoeller Centrifugal and Progressing Cavity Pumps
Hazen-Williams C Factor | 130 |  |  |  | Zoeller Pump 1 | 53/55/57/59, 0.3hp, 60Hz |  | 29.1015 | 11.7859
Discharge Coefficient (Cd) | 0.61 |  |  |  | Zoeller Pump 2 |  |  | #N/A | #N/A |  | Contact Info:
Lateral Design Mode | Off
#DIV/0!
Version 4.53
[17 empty] | Weep Hole Coefficient | 0.61
[17 empty] | FCD Coefficient | 0.74 | [7 empty] | For FCD systems, the weep hole is figured above the FCD
[15 empty] | Turbine Pump 1 |  | FCD 1 | Turbine Pump 2 |  | FCD 2 | Zoeller Pump 1 |  | Zoeller Pump 2 |  |  | Weep CP1 | Weep CP2 | Weep ZP1 | Weep ZP2
[15 empty] | Flow | Head | Head | Flow | Head | Head | Flow | Head | Flow | Head |  | Flow | Flow | Flow | Flow
[15 empty] | #N/A | #N/A | #N/A | #N/A | #N/A | #N/A | 0 | 19.25 | #N/A | #N/A |  | #N/A | #N/A | 0.82152 | #N/A
[15 empty] | #N/A | #N/A | #N/A | #N/A | #N/A | #N/A | 5 | 18.5 | #N/A | #N/A |  | #N/A | #N/A | 0.80536 | #N/A
[15 empty] | #N/A | #N/A | #N/A | #N/A | #N/A | #N/A | 10 | 17.5 | #N/A | #N/A |  | #N/A | #N/A | 0.78329 | #N/A
[15 empty] | #N/A | #N/A | #N/A | #N/A | #N/A | #N/A | 19 | 15 | #N/A | #N/A |  | #N/A | #N/A | 0.72518 | #N/A
[15 empty] | #N/A | #N/A | #N/A | #N/A | #N/A | #N/A | 30 | 11.5 | #N/A | #N/A |  | #N/A | #N/A | 0.63497 | #N/A
[15 empty] | #N/A | #N/A | #N/A | #N/A | #N/A | #N/A | 34 | 10 | #N/A | #N/A |  | #N/A | #N/A | 0.59211 | #N/A
[15 empty] | #N/A | #N/A | #N/A | #N/A | #N/A | #N/A | 40 | 7 | #N/A | #N/A |  | #N/A | #N/A | 0.49539 | #N/A
[15 empty] | #N/A | #N/A | #N/A | #N/A | #N/A | #N/A | 43 | 5 | #N/A | #N/A |  | #N/A | #N/A | 0.41868 | #N/A
[15 empty] | mC1 | bC1 |  | mC2 | bC2 |  | mZ1 | bZ1 | mZ2 | bZ2
[15 empty] | #N/A | #N/A |  | #N/A | #N/A |  | -0.15 | 19.25 | #N/A | #N/A
[15 empty] | #N/A | #N/A |  | #N/A | #N/A |  | -0.2 | 19.5 | #N/A | #N/A
[15 empty] | #N/A | #N/A |  | #N/A | #N/A |  | -0.27778 | 20.2778 | #N/A | #N/A
[15 empty] | #N/A | #N/A |  | #N/A | #N/A |  | -0.31818 | 21.0455 | #N/A | #N/A
[15 empty] | #N/A | #N/A |  | #N/A | #N/A |  | -0.375 | 22.75 | #N/A | #N/A
[15 empty] | #N/A | #N/A |  | #N/A | #N/A |  | -0.5 | 27 | #N/A | #N/A
[15 empty] | #N/A | #N/A |  | #N/A | #N/A |  | -0.66667 | 33.6667 | #N/A | #N/A
[33 empty] | Flow | Head | [12 empty] | Flow | Head | [12 empty] | Flow | Head | [12 empty] | Flow | Head
[29 empty] | Clarus Pump 1 Intersection Point is: |  |  |  | 0 | 0 | [8 empty] | Clarus Pump 2 Intersection Point is: |  |  |  | 0 | 0 | [8 empty] | Zoeller Pump 1 Intersection Point is: |  |  |  | 29.1015 | 11.7859 | [8 empty] | Zoeller Pump 2 Intersection Point is: |  |  |  | 0 | 0
[27 empty] | 0 | 0 | 0 | 0 | 0 | 0 | 0 | 0 | 0 | 0 | 0 | 0 | 0 | 0 | 0 | 0 | 0 | 0 | 0 | 0 | 0 | 0 | 0 | 0 | 0 | 0 | 0 | 0 | 0 | 0 | 0 | 0 | 0 | 0 | 29.1015 | 11.7859 | 0 | 0 | 0 | 0 | 0 | 0 | 0 | 0 | 0 | 0 | 0 | 0 | 0 | 0 | 0 | 0 | 0 | 0 | 0 | 0
[31 empty] | Above formulas are array formulas: Press Shift, Ctrl, Enter | [13 empty] | Above formulas are array formulas: Press Shift, Ctrl, Enter | [13 empty] | Above formulas are array formulas: Press Shift, Ctrl, Enter | [13 empty] | Above formulas are array formulas: Press Shift, Ctrl, Enter
[27 empty] | Clarus Pump 1 Intersection Calculations | [13 empty] | Clarus Pump 2 Intersection Calculations | [13 empty] | Zoeller Pump 1 Intersection Calculations | [13 empty] | Zoeller Pump 2 Intersection Calculations
|  | GPM |  | Ft | Ft | Ft |  | Ft | Ft | Ft | Ft | Ft | GPM | Ft | Ft | Ft | Ft | Ft | Ft | Ft | GPM |  |  |  | Line variables |  | 1st Line Compare |  | 2nd Line Compare |  | 3rd Line Compare |  | 4th Line Compare |  | 5th Line Compare |  | 6th Line Compare |  | 7th Line Compare |  | 1st Line Compare |  | 2nd Line Compare |  | 3rd Line Compare |  | 4th Line Compare |  | 5th Line Compare |  | 6th Line Compare |  | 7th Line Compare |  | 1st Line Compare |  | 2nd Line Compare |  | 3rd Line Compare |  | 4th Line Compare |  | 5th Line Compare |  | 6th Line Compare |  | 7th Line Compare |  | 1st Line Compare |  | 2nd Line Compare |  | 3rd Line Compare |  | 4th Line Compare |  | 5th Line Compare |  | 6th Line Compare |  | 7th Line Compare
|  | Flow |  | Static | Friction | F + S |  | Operating | Spider | Laterals | MZV | Filter | Min Flow | TDH | Fittings 1 | Fittings 2 | Fittings 3 | Fittings 4 | Fittings 5 | Force Main | Weep | New Flow |  |  | m2 | b2 | X | Y | X | Y | X | Y | X | Y | X | Y | X | Y | X | Y | X | Y | X | Y | X | Y | X | Y | X | Y | X | Y | X | Y | X | Y | X | Y | X | Y | X | Y | X | Y | X | Y | X | Y | X | Y | X | Y | X | Y | X | Y | X | Y | X | Y | X | Y
| 0 | 0 |  | 8 | 0 | 8 |  | 0 | 0 | 0 | 0 | 0 | 25 | 8 | 0 | 0 | 0 | 0 | 0 | 0 | 0.5296 | 0.5296
| 2 | 2 |  | 8 | 0.026553 | 8.0266 |  | 0 | 0 | 0 | 0 | 0 | 25 | 8.0266 | 0.00069642 | 0.0023036 | 0 | 0 | 0 | 0 | 0.53048 | 2.5305 |  |  | 0.013276 | 8 | #N/A | #N/A | #N/A | #N/A | #N/A | #N/A | #N/A | #N/A | #N/A | #N/A | #N/A | #N/A | #N/A | #N/A | #N/A | #N/A | #N/A | #N/A | #N/A | #N/A | #N/A | #N/A | #N/A | #N/A | #N/A | #N/A | #N/A | #N/A | [14 empty] | #N/A | #N/A | #N/A | #N/A | #N/A | #N/A | #N/A | #N/A | #N/A | #N/A | #N/A | #N/A | #N/A | #N/A
| 4 | 4 |  | 8 | 0.095855 | 8.0959 |  | 0 | 0 | 0 | 0 | 0 | 25 | 8.0959 | 0.0025141 | 0.0083159 | 0 | 0 | 0 | 0 | 0.53276 | 4.5328 |  |  | 0.034651 | 7.9573 | #N/A | #N/A | #N/A | #N/A | #N/A | #N/A | #N/A | #N/A | #N/A | #N/A | #N/A | #N/A | #N/A | #N/A | #N/A | #N/A | #N/A | #N/A | #N/A | #N/A | #N/A | #N/A | #N/A | #N/A | #N/A | #N/A | #N/A | #N/A | [14 empty] | #N/A | #N/A | #N/A | #N/A | #N/A | #N/A | #N/A | #N/A | #N/A | #N/A | #N/A | #N/A | #N/A | #N/A
| 6 | 6 |  | 8 | 0.20311 | 8.2031 |  | 0 | 0 | 0 | 0 | 0 | 25 | 8.2031 | 0.0053272 | 0.017621 | 0 | 0 | 0 | 0 | 0.53628 | 6.5363 |  |  | 0.053628 | 7.8813 | #N/A | #N/A | #N/A | #N/A | #N/A | #N/A | #N/A | #N/A | #N/A | #N/A | #N/A | #N/A | #N/A | #N/A | #N/A | #N/A | #N/A | #N/A | #N/A | #N/A | #N/A | #N/A | #N/A | #N/A | #N/A | #N/A | #N/A | #N/A | [14 empty] | #N/A | #N/A | #N/A | #N/A | #N/A | #N/A | #N/A | #N/A | #N/A | #N/A | #N/A | #N/A | #N/A | #N/A
| 8 | 8 |  | 8 | 0.34604 | 8.346 |  | 0 | 0 | 0 | 0 | 0 | 25 | 8.346 | 0.0090759 | 0.03002 | 0 | 0 | 0 | 0 | 0.54093 | 8.5409 |  |  | 0.071462 | 7.7743 | #N/A | #N/A | #N/A | #N/A | #N/A | #N/A | #N/A | #N/A | #N/A | #N/A | #N/A | #N/A | #N/A | #N/A | #N/A | #N/A | #N/A | #N/A | #N/A | #N/A | #N/A | #N/A | #N/A | #N/A | #N/A | #N/A | #N/A | #N/A | [14 empty] | #N/A | #N/A | #N/A | #N/A | #N/A | #N/A | #N/A | #N/A | #N/A | #N/A | #N/A | #N/A | #N/A | #N/A
| 10 | 10 |  | 8 | 0.52312 | 8.5231 |  | 0 | 0 | 0 | 0 | 0 | 25 | 8.5231 | 0.01372 | 0.045383 | 0 | 0 | 0 | 0 | 0.54664 | 10.5466 |  |  | 0.08854 | 7.6377 | #N/A | #N/A | #N/A | #N/A | #N/A | #N/A | #N/A | #N/A | #N/A | #N/A | #N/A | #N/A | #N/A | #N/A | #N/A | #N/A | #N/A | #N/A | #N/A | #N/A | #N/A | #N/A | #N/A | #N/A | #N/A | #N/A | #N/A | #N/A | [14 empty] | #N/A | #N/A | #N/A | #N/A | #N/A | #N/A | #N/A | #N/A | #N/A | #N/A | #N/A | #N/A | #N/A | #N/A
| 12 | 12 |  | 8 | 0.73323 | 8.7332 |  | 0 | 0 | 0 | 0 | 0 | 25 | 8.7332 | 0.019231 | 0.063611 | 0 | 0 | 0 | 0 | 0.55334 | 12.5533 |  |  | 0.10506 | 7.4725 | #N/A | #N/A | #N/A | #N/A | #N/A | #N/A | #N/A | #N/A | #N/A | #N/A | #N/A | #N/A | #N/A | #N/A | #N/A | #N/A | #N/A | #N/A | #N/A | #N/A | #N/A | #N/A | #N/A | #N/A | #N/A | #N/A | #N/A | #N/A | [14 empty] | #N/A | #N/A | #N/A | #N/A | #N/A | #N/A | #N/A | #N/A | #N/A | #N/A | #N/A | #N/A | #N/A | #N/A
| 14 | 14 |  | 8 | 0.9755 | 8.9755 |  | 0 | 0 | 0 | 0 | 0 | 25 | 8.9755 | 0.025586 | 0.084629 | 0 | 0 | 0 | 0 | 0.56096 | 14.561 |  |  | 0.12113 | 7.2796 | #N/A | #N/A | #N/A | #N/A | #N/A | #N/A | #N/A | #N/A | #N/A | #N/A | #N/A | #N/A | #N/A | #N/A | #N/A | #N/A | #N/A | #N/A | #N/A | #N/A | #N/A | #N/A | #N/A | #N/A | #N/A | #N/A | #N/A | #N/A | [14 empty] | #N/A | #N/A | #N/A | #N/A | #N/A | #N/A | #N/A | #N/A | #N/A | #N/A | #N/A | #N/A | #N/A | #N/A
| 16 | 16 |  | 8 | 1.2492 | 9.2492 |  | 0 | 0 | 0 | 0 | 0 | 25 | 9.2492 | 0.032764 | 0.10837 | 0 | 0 | 0 | 0 | 0.56945 | 16.5694 |  |  | 0.13684 | 7.0597 | #N/A | #N/A | #N/A | #N/A | #N/A | #N/A | #N/A | #N/A | #N/A | #N/A | #N/A | #N/A | #N/A | #N/A | #N/A | #N/A | #N/A | #N/A | #N/A | #N/A | #N/A | #N/A | #N/A | #N/A | #N/A | #N/A | #N/A | #N/A | [14 empty] | #N/A | #N/A | #N/A | #N/A | #N/A | #N/A | #N/A | #N/A | #N/A | #N/A | #N/A | #N/A | #N/A | #N/A
| 18 | 18 |  | 8 | 1.5537 | 9.5537 |  | 0 | 0 | 0 | 0 | 0 | 25 | 9.5537 | 0.04075 | 0.13479 | 0 | 0 | 0 | 0 | 0.57875 | 18.5787 |  |  | 0.15225 | 6.8132 | #N/A | #N/A | #N/A | #N/A | #N/A | #N/A | #N/A | #N/A | #N/A | #N/A | #N/A | #N/A | #N/A | #N/A | #N/A | #N/A | #N/A | #N/A | #N/A | #N/A | #N/A | #N/A | #N/A | #N/A | #N/A | #N/A | #N/A | #N/A | [14 empty] | #N/A | #N/A | #N/A | #N/A | #N/A | #N/A | #N/A | #N/A | #N/A | #N/A | #N/A | #N/A | #N/A | #N/A
| 20 | 20 |  | 8 | 1.8885 | 9.8885 |  | 0 | 0 | 0 | 0 | 0 | 25 | 9.8885 | 0.049531 | 0.16383 | 0 | 0 | 0 | 0 | 0.5888 | 20.5888 |  |  | 0.16738 | 6.5408 | #N/A | #N/A | #N/A | #N/A | #N/A | #N/A | #N/A | #N/A | #N/A | #N/A | #N/A | #N/A | #N/A | #N/A | #N/A | #N/A | #N/A | #N/A | #N/A | #N/A | #N/A | #N/A | #N/A | #N/A | #N/A | #N/A | #N/A | #N/A | [14 empty] | #N/A | #N/A | #N/A | #N/A | #N/A | #N/A | #N/A | #N/A | #N/A | #N/A | #N/A | #N/A | #N/A | #N/A
| 22 | 22 |  | 8 | 2.253 | 10.253 |  | 0 | 0 | 0 | 0 | 0 | 25 | 10.253 | 0.059093 | 0.19546 | 0 | 0 | 0 | 0 | 0.59955 | 22.5996 |  |  | 0.18228 | 6.2428 | #N/A | #N/A | #N/A | #N/A | #N/A | #N/A | #N/A | #N/A | #N/A | #N/A | #N/A | #N/A | #N/A | #N/A | #N/A | #N/A | #N/A | #N/A | #N/A | #N/A | #N/A | #N/A | #N/A | #N/A | #N/A | #N/A | #N/A | #N/A | [14 empty] | #N/A | #N/A | #N/A | #N/A | #N/A | #N/A | #N/A | #N/A | #N/A | #N/A | #N/A | #N/A | #N/A | #N/A
| 24 | 24 |  | 8 | 2.647 | 10.647 |  | 0 | 0 | 0 | 0 | 0 | 25 | 10.647 | 0.069425 | 0.22964 | 0 | 0 | 0 | 0 | 0.61096 | 24.611 |  |  | 0.19698 | 5.9195 | #N/A | #N/A | #N/A | #N/A | #N/A | #N/A | #N/A | #N/A | #N/A | #N/A | #N/A | #N/A | #N/A | #N/A | #N/A | #N/A | #N/A | #N/A | #N/A | #N/A | #N/A | #N/A | #N/A | #N/A | #N/A | #N/A | #N/A | #N/A | [14 empty] | #N/A | #N/A | #N/A | #N/A | #N/A | #N/A | #N/A | #N/A | #N/A | #N/A | #N/A | #N/A | #N/A | #N/A
| 26 | 26 |  | 8 | 3.0699 | 11.0699 |  | 0 | 0 | 0 | 0 | 0 | 25 | 11.0699 | 0.080519 | 0.26633 | 0 | 0 | 0 | 0 | 0.62298 | 26.623 |  |  | 0.21148 | 5.5714 | #N/A | #N/A | #N/A | #N/A | #N/A | #N/A | #N/A | #N/A | #N/A | #N/A | #N/A | #N/A | #N/A | #N/A | #N/A | #N/A | #N/A | #N/A | #N/A | #N/A | #N/A | #N/A | #N/A | #N/A | #N/A | #N/A | #N/A | #N/A | [14 empty] | #N/A | #N/A | #N/A | #N/A | #N/A | #N/A | #N/A | #N/A | #N/A | #N/A | #N/A | #N/A | #N/A | #N/A
| 28 | 28 |  | 8 | 3.5216 | 11.5216 |  | 0 | 0 | 0 | 0 | 0 | 25 | 11.5216 | 0.092364 | 0.30551 | 0 | 0 | 0 | 0 | 0.63556 | 28.6356 |  |  | 0.22581 | 5.1988 | #N/A | #N/A | #N/A | #N/A | #N/A | #N/A | #N/A | #N/A | #N/A | #N/A | #N/A | #N/A | #N/A | #N/A | #N/A | #N/A | #N/A | #N/A | #N/A | #N/A | #N/A | #N/A | #N/A | #N/A | #N/A | #N/A | #N/A | #N/A | [14 empty] | #N/A | #N/A | #N/A | #N/A | #N/A | #N/A | #N/A | #N/A | #N/A | #N/A | #N/A | #N/A | #N/A | #N/A
| 30 | 30 |  | 8 | 4.0015 | 12.0015 |  | 0 | 0 | 0 | 0 | 0 | 25 | 12.0015 | 0.10495 | 0.34715 | 0 | 0 | 0 | 0 | 0.64867 | 30.6487 |  |  | 0.23999 | 4.8019 | #N/A | #N/A | #N/A | #N/A | #N/A | #N/A | #N/A | #N/A | #N/A | #N/A | #N/A | #N/A | #N/A | #N/A | #N/A | #N/A | #N/A | #N/A | #N/A | #N/A | #N/A | #N/A | #N/A | #N/A | #N/A | #N/A | #N/A | #N/A | [6 empty] | 29.1015 | 11.7859 | [6 empty] | #N/A | #N/A | #N/A | #N/A | #N/A | #N/A | #N/A | #N/A | #N/A | #N/A | #N/A | #N/A | #N/A | #N/A
| 32 | 32 |  | 8 | 4.5096 | 12.5096 |  | 0 | 0 | 0 | 0 | 0 | 25 | 12.5096 | 0.11828 | 0.39123 | 0 | 0 | 0 | 0 | 0.66225 | 32.6623 |  |  | 0.25402 | 4.3809 | #N/A | #N/A | #N/A | #N/A | #N/A | #N/A | #N/A | #N/A | #N/A | #N/A | #N/A | #N/A | #N/A | #N/A | #N/A | #N/A | #N/A | #N/A | #N/A | #N/A | #N/A | #N/A | #N/A | #N/A | #N/A | #N/A | #N/A | #N/A | [14 empty] | #N/A | #N/A | #N/A | #N/A | #N/A | #N/A | #N/A | #N/A | #N/A | #N/A | #N/A | #N/A | #N/A | #N/A
| 34 | 34 |  | 8 | 5.0454 | 13.0454 |  | 0 | 0 | 0 | 0 | 0 | 25 | 13.0454 | 0.13233 | 0.43771 | 0 | 0 | 0 | 0 | 0.67629 | 34.6763 |  |  | 0.26792 | 3.9361 | #N/A | #N/A | #N/A | #N/A | #N/A | #N/A | #N/A | #N/A | #N/A | #N/A | #N/A | #N/A | #N/A | #N/A | #N/A | #N/A | #N/A | #N/A | #N/A | #N/A | #N/A | #N/A | #N/A | #N/A | #N/A | #N/A | #N/A | #N/A | [14 empty] | #N/A | #N/A | #N/A | #N/A | #N/A | #N/A | #N/A | #N/A | #N/A | #N/A | #N/A | #N/A | #N/A | #N/A
| 36 | 36 |  | 8 | 5.6088 | 13.6088 |  | 0 | 0 | 0 | 0 | 0 | 25 | 13.6088 | 0.14711 | 0.48659 | 0 | 0 | 0 | 0 | 0.69074 | 36.6907 |  |  | 0.28169 | 3.4678 | #N/A | #N/A | #N/A | #N/A | #N/A | #N/A | #N/A | #N/A | #N/A | #N/A | #N/A | #N/A | #N/A | #N/A | #N/A | #N/A | #N/A | #N/A | #N/A | #N/A | #N/A | #N/A | #N/A | #N/A | #N/A | #N/A | #N/A | #N/A | [14 empty] | #N/A | #N/A | #N/A | #N/A | #N/A | #N/A | #N/A | #N/A | #N/A | #N/A | #N/A | #N/A | #N/A | #N/A
| 38 | 38 |  | 8 | 6.1995 | 14.1995 |  | 0 | 0 | 0 | 0 | 0 | 25 | 14.1995 | 0.1626 | 0.53784 | 0 | 0 | 0 | 0 | 0.70557 | 38.7056 |  |  | 0.29535 | 2.9761 | #N/A | #N/A | #N/A | #N/A | #N/A | #N/A | #N/A | #N/A | #N/A | #N/A | #N/A | #N/A | #N/A | #N/A | #N/A | #N/A | #N/A | #N/A | #N/A | #N/A | #N/A | #N/A | #N/A | #N/A | #N/A | #N/A | #N/A | #N/A | [14 empty] | #N/A | #N/A | #N/A | #N/A | #N/A | #N/A | #N/A | #N/A | #N/A | #N/A | #N/A | #N/A | #N/A | #N/A
| 40 | 40 |  | 8 | 6.8173 | 14.8173 |  | 0 | 0 | 0 | 0 | 0 | 25 | 14.8173 | 0.17881 | 0.59143 | 0 | 0 | 0 | 0 | 0.72075 | 40.7208 |  |  | 0.3089 | 2.4612 | #N/A | #N/A | #N/A | #N/A | #N/A | #N/A | #N/A | #N/A | #N/A | #N/A | #N/A | #N/A | #N/A | #N/A | #N/A | #N/A | #N/A | #N/A | #N/A | #N/A | #N/A | #N/A | #N/A | #N/A | #N/A | #N/A | #N/A | #N/A | [14 empty] | #N/A | #N/A | #N/A | #N/A | #N/A | #N/A | #N/A | #N/A | #N/A | #N/A | #N/A | #N/A | #N/A | #N/A
| #N/A | #N/A |  | #N/A | #N/A | #N/A |  | #N/A | #N/A | #N/A | #N/A | #N/A | 25 | #N/A | #N/A | #N/A | #N/A | #N/A | #N/A | #N/A | #N/A | #N/A |  |  | #N/A | #N/A | #N/A | #N/A | #N/A | #N/A | #N/A | #N/A | #N/A | #N/A | #N/A | #N/A | #N/A | #N/A | #N/A | #N/A | #N/A | #N/A | #N/A | #N/A | #N/A | #N/A | #N/A | #N/A | #N/A | #N/A | #N/A | #N/A | #N/A | #N/A | #N/A | #N/A | #N/A | #N/A | #N/A | #N/A | #N/A | #N/A | #N/A | #N/A | #N/A | #N/A | #N/A | #N/A | #N/A | #N/A | #N/A | #N/A | #N/A | #N/A | #N/A | #N/A | #N/A | #N/A | #N/A | #N/A | #N/A | #N/A
| #N/A | #N/A |  | #N/A | #N/A | #N/A |  | #N/A | #N/A | #N/A | #N/A | #N/A | 25 | #N/A | #N/A | #N/A | #N/A | #N/A | #N/A | #N/A | #N/A | #N/A |  |  | #N/A | #N/A | #N/A | #N/A | #N/A | #N/A | #N/A | #N/A | #N/A | #N/A | #N/A | #N/A | #N/A | #N/A | #N/A | #N/A | #N/A | #N/A | #N/A | #N/A | #N/A | #N/A | #N/A | #N/A | #N/A | #N/A | #N/A | #N/A | #N/A | #N/A | #N/A | #N/A | #N/A | #N/A | #N/A | #N/A | #N/A | #N/A | #N/A | #N/A | #N/A | #N/A | #N/A | #N/A | #N/A | #N/A | #N/A | #N/A | #N/A | #N/A | #N/A | #N/A | #N/A | #N/A | #N/A | #N/A | #N/A | #N/A
| #N/A | #N/A |  | #N/A | #N/A | #N/A |  | #N/A | #N/A | #N/A | #N/A | #N/A | 25 | #N/A | #N/A | #N/A | #N/A | #N/A | #N/A | #N/A | #N/A | #N/A |  |  | #N/A | #N/A | #N/A | #N/A | #N/A | #N/A | #N/A | #N/A | #N/A | #N/A | #N/A | #N/A | #N/A | #N/A | #N/A | #N/A | #N/A | #N/A | #N/A | #N/A | #N/A | #N/A | #N/A | #N/A | #N/A | #N/A | #N/A | #N/A | #N/A | #N/A | #N/A | #N/A | #N/A | #N/A | #N/A | #N/A | #N/A | #N/A | #N/A | #N/A | #N/A | #N/A | #N/A | #N/A | #N/A | #N/A | #N/A | #N/A | #N/A | #N/A | #N/A | #N/A | #N/A | #N/A | #N/A | #N/A | #N/A | #N/A
| #N/A | #N/A |  | #N/A | #N/A | #N/A |  | #N/A | #N/A | #N/A | #N/A | #N/A | 25 | #N/A | #N/A | #N/A | #N/A | #N/A | #N/A | #N/A | #N/A | #N/A |  |  | #N/A | #N/A | #N/A | #N/A | #N/A | #N/A | #N/A | #N/A | #N/A | #N/A | #N/A | #N/A | #N/A | #N/A | #N/A | #N/A | #N/A | #N/A | #N/A | #N/A | #N/A | #N/A | #N/A | #N/A | #N/A | #N/A | #N/A | #N/A | #N/A | #N/A | #N/A | #N/A | #N/A | #N/A | #N/A | #N/A | #N/A | #N/A | #N/A | #N/A | #N/A | #N/A | #N/A | #N/A | #N/A | #N/A | #N/A | #N/A | #N/A | #N/A | #N/A | #N/A | #N/A | #N/A | #N/A | #N/A | #N/A | #N/A
| #N/A | #N/A |  | #N/A | #N/A | #N/A |  | #N/A | #N/A | #N/A | #N/A | #N/A | 25 | #N/A | #N/A | #N/A | #N/A | #N/A | #N/A | #N/A | #N/A | #N/A |  |  | #N/A | #N/A | #N/A | #N/A | #N/A | #N/A | #N/A | #N/A | #N/A | #N/A | #N/A | #N/A | #N/A | #N/A | #N/A | #N/A | #N/A | #N/A | #N/A | #N/A | #N/A | #N/A | #N/A | #N/A | #N/A | #N/A | #N/A | #N/A | #N/A | #N/A | #N/A | #N/A | #N/A | #N/A | #N/A | #N/A | #N/A | #N/A | #N/A | #N/A | #N/A | #N/A | #N/A | #N/A | #N/A | #N/A | #N/A | #N/A | #N/A | #N/A | #N/A | #N/A | #N/A | #N/A | #N/A | #N/A | #N/A | #N/A
| #N/A | #N/A |  | #N/A | #N/A | #N/A |  | #N/A | #N/A | #N/A | #N/A | #N/A | 25 | #N/A | #N/A | #N/A | #N/A | #N/A | #N/A | #N/A | #N/A | #N/A |  |  | #N/A | #N/A | #N/A | #N/A | #N/A | #N/A | #N/A | #N/A | #N/A | #N/A | #N/A | #N/A | #N/A | #N/A | #N/A | #N/A | #N/A | #N/A | #N/A | #N/A | #N/A | #N/A | #N/A | #N/A | #N/A | #N/A | #N/A | #N/A | #N/A | #N/A | #N/A | #N/A | #N/A | #N/A | #N/A | #N/A | #N/A | #N/A | #N/A | #N/A | #N/A | #N/A | #N/A | #N/A | #N/A | #N/A | #N/A | #N/A | #N/A | #N/A | #N/A | #N/A | #N/A | #N/A | #N/A | #N/A | #N/A | #N/A
| #N/A | #N/A |  | #N/A | #N/A | #N/A |  | #N/A | #N/A | #N/A | #N/A | #N/A | 25 | #N/A | #N/A | #N/A | #N/A | #N/A | #N/A | #N/A | #N/A | #N/A |  |  | #N/A | #N/A | #N/A | #N/A | #N/A | #N/A | #N/A | #N/A | #N/A | #N/A | #N/A | #N/A | #N/A | #N/A | #N/A | #N/A | #N/A | #N/A | #N/A | #N/A | #N/A | #N/A | #N/A | #N/A | #N/A | #N/A | #N/A | #N/A | #N/A | #N/A | #N/A | #N/A | #N/A | #N/A | #N/A | #N/A | #N/A | #N/A | #N/A | #N/A | #N/A | #N/A | #N/A | #N/A | #N/A | #N/A | #N/A | #N/A | #N/A | #N/A | #N/A | #N/A | #N/A | #N/A | #N/A | #N/A | #N/A | #N/A
| #N/A | #N/A |  | #N/A | #N/A | #N/A |  | #N/A | #N/A | #N/A | #N/A | #N/A | 25 | #N/A | #N/A | #N/A | #N/A | #N/A | #N/A | #N/A | #N/A | #N/A |  |  | #N/A | #N/A | #N/A | #N/A | #N/A | #N/A | #N/A | #N/A | #N/A | #N/A | #N/A | #N/A | #N/A | #N/A | #N/A | #N/A | #N/A | #N/A | #N/A | #N/A | #N/A | #N/A | #N/A | #N/A | #N/A | #N/A | #N/A | #N/A | #N/A | #N/A | #N/A | #N/A | #N/A | #N/A | #N/A | #N/A | #N/A | #N/A | #N/A | #N/A | #N/A | #N/A | #N/A | #N/A | #N/A | #N/A | #N/A | #N/A | #N/A | #N/A | #N/A | #N/A | #N/A | #N/A | #N/A | #N/A | #N/A | #N/A
| #N/A | #N/A |  | #N/A | #N/A | #N/A |  | #N/A | #N/A | #N/A | #N/A | #N/A | 25 | #N/A | #N/A | #N/A | #N/A | #N/A | #N/A | #N/A | #N/A | #N/A |  |  | #N/A | #N/A | #N/A | #N/A | #N/A | #N/A | #N/A | #N/A | #N/A | #N/A | #N/A | #N/A | #N/A | #N/A | #N/A | #N/A | #N/A | #N/A | #N/A | #N/A | #N/A | #N/A | #N/A | #N/A | #N/A | #N/A | #N/A | #N/A | #N/A | #N/A | #N/A | #N/A | #N/A | #N/A | #N/A | #N/A | #N/A | #N/A | #N/A | #N/A | #N/A | #N/A | #N/A | #N/A | #N/A | #N/A | #N/A | #N/A | #N/A | #N/A | #N/A | #N/A | #N/A | #N/A | #N/A | #N/A | #N/A | #N/A
| #N/A | #N/A |  | #N/A | #N/A | #N/A |  | #N/A | #N/A | #N/A | #N/A | #N/A | 25 | #N/A | #N/A | #N/A | #N/A | #N/A | #N/A | #N/A | #N/A | #N/A |  |  | #N/A | #N/A | #N/A | #N/A | #N/A | #N/A | #N/A | #N/A | #N/A | #N/A | #N/A | #N/A | #N/A | #N/A | #N/A | #N/A | #N/A | #N/A | #N/A | #N/A | #N/A | #N/A | #N/A | #N/A | #N/A | #N/A | #N/A | #N/A | #N/A | #N/A | #N/A | #N/A | #N/A | #N/A | #N/A | #N/A | #N/A | #N/A | #N/A | #N/A | #N/A | #N/A | #N/A | #N/A | #N/A | #N/A | #N/A | #N/A | #N/A | #N/A | #N/A | #N/A | #N/A | #N/A | #N/A | #N/A | #N/A | #N/A
| #N/A | #N/A |  | #N/A | #N/A | #N/A |  | #N/A | #N/A | #N/A | #N/A | #N/A | 25 | #N/A | #N/A | #N/A | #N/A | #N/A | #N/A | #N/A | #N/A | #N/A |  |  | #N/A | #N/A | #N/A | #N/A | #N/A | #N/A | #N/A | #N/A | #N/A | #N/A | #N/A | #N/A | #N/A | #N/A | #N/A | #N/A | #N/A | #N/A | #N/A | #N/A | #N/A | #N/A | #N/A | #N/A | #N/A | #N/A | #N/A | #N/A | #N/A | #N/A | #N/A | #N/A | #N/A | #N/A | #N/A | #N/A | #N/A | #N/A | #N/A | #N/A | #N/A | #N/A | #N/A | #N/A | #N/A | #N/A | #N/A | #N/A | #N/A | #N/A | #N/A | #N/A | #N/A | #N/A | #N/A | #N/A | #N/A | #N/A
| #N/A | #N/A |  | #N/A | #N/A | #N/A |  | #N/A | #N/A | #N/A | #N/A | #N/A | 25 | #N/A | #N/A | #N/A | #N/A | #N/A | #N/A | #N/A | #N/A | #N/A |  |  | #N/A | #N/A | #N/A | #N/A | #N/A | #N/A | #N/A | #N/A | #N/A | #N/A | #N/A | #N/A | #N/A | #N/A | #N/A | #N/A | #N/A | #N/A | #N/A | #N/A | #N/A | #N/A | #N/A | #N/A | #N/A | #N/A | #N/A | #N/A | #N/A | #N/A | #N/A | #N/A | #N/A | #N/A | #N/A | #N/A | #N/A | #N/A | #N/A | #N/A | #N/A | #N/A | #N/A | #N/A | #N/A | #N/A | #N/A | #N/A | #N/A | #N/A | #N/A | #N/A | #N/A | #N/A | #N/A | #N/A | #N/A | #N/A
| #N/A | #N/A |  | #N/A | #N/A | #N/A |  | #N/A | #N/A | #N/A | #N/A | #N/A | 25 | #N/A | #N/A | #N/A | #N/A | #N/A | #N/A | #N/A | #N/A | #N/A |  |  | #N/A | #N/A | #N/A | #N/A | #N/A | #N/A | #N/A | #N/A | #N/A | #N/A | #N/A | #N/A | #N/A | #N/A | #N/A | #N/A | #N/A | #N/A | #N/A | #N/A | #N/A | #N/A | #N/A | #N/A | #N/A | #N/A | #N/A | #N/A | #N/A | #N/A | #N/A | #N/A | #N/A | #N/A | #N/A | #N/A | #N/A | #N/A | #N/A | #N/A | #N/A | #N/A | #N/A | #N/A | #N/A | #N/A | #N/A | #N/A | #N/A | #N/A | #N/A | #N/A | #N/A | #N/A | #N/A | #N/A | #N/A | #N/A
| #N/A | #N/A |  | #N/A | #N/A | #N/A |  | #N/A | #N/A | #N/A | #N/A | #N/A | 25 | #N/A | #N/A | #N/A | #N/A | #N/A | #N/A | #N/A | #N/A | #N/A |  |  | #N/A | #N/A | #N/A | #N/A | #N/A | #N/A | #N/A | #N/A | #N/A | #N/A | #N/A | #N/A | #N/A | #N/A | #N/A | #N/A | #N/A | #N/A | #N/A | #N/A | #N/A | #N/A | #N/A | #N/A | #N/A | #N/A | #N/A | #N/A | #N/A | #N/A | #N/A | #N/A | #N/A | #N/A | #N/A | #N/A | #N/A | #N/A | #N/A | #N/A | #N/A | #N/A | #N/A | #N/A | #N/A | #N/A | #N/A | #N/A | #N/A | #N/A | #N/A | #N/A | #N/A | #N/A | #N/A | #N/A | #N/A | #N/A
| #N/A | #N/A |  | #N/A | #N/A | #N/A |  | #N/A | #N/A | #N/A | #N/A | #N/A | 25 | #N/A | #N/A | #N/A | #N/A | #N/A | #N/A | #N/A | #N/A | #N/A |  |  | #N/A | #N/A | #N/A | #N/A | #N/A | #N/A | #N/A | #N/A | #N/A | #N/A | #N/A | #N/A | #N/A | #N/A | #N/A | #N/A | #N/A | #N/A | #N/A | #N/A | #N/A | #N/A | #N/A | #N/A | #N/A | #N/A | #N/A | #N/A | #N/A | #N/A | #N/A | #N/A | #N/A | #N/A | #N/A | #N/A | #N/A | #N/A | #N/A | #N/A | #N/A | #N/A | #N/A | #N/A | #N/A | #N/A | #N/A | #N/A | #N/A | #N/A | #N/A | #N/A | #N/A | #N/A | #N/A | #N/A | #N/A | #N/A
| #N/A | #N/A |  | #N/A | #N/A | #N/A |  | #N/A | #N/A | #N/A | #N/A | #N/A | 25 | #N/A | #N/A | #N/A | #N/A | #N/A | #N/A | #N/A | #N/A | #N/A |  |  | #N/A | #N/A | #N/A | #N/A | #N/A | #N/A | #N/A | #N/A | #N/A | #N/A | #N/A | #N/A | #N/A | #N/A | #N/A | #N/A | #N/A | #N/A | #N/A | #N/A | #N/A | #N/A | #N/A | #N/A | #N/A | #N/A | #N/A | #N/A | #N/A | #N/A | #N/A | #N/A | #N/A | #N/A | #N/A | #N/A | #N/A | #N/A | #N/A | #N/A | #N/A | #N/A | #N/A | #N/A | #N/A | #N/A | #N/A | #N/A | #N/A | #N/A | #N/A | #N/A | #N/A | #N/A | #N/A | #N/A | #N/A | #N/A
| #N/A | #N/A |  | #N/A | #N/A | #N/A |  | #N/A | #N/A | #N/A | #N/A | #N/A | 25 | #N/A | #N/A | #N/A | #N/A | #N/A | #N/A | #N/A | #N/A | #N/A |  |  | #N/A | #N/A | #N/A | #N/A | #N/A | #N/A | #N/A | #N/A | #N/A | #N/A | #N/A | #N/A | #N/A | #N/A | #N/A | #N/A | #N/A | #N/A | #N/A | #N/A | #N/A | #N/A | #N/A | #N/A | #N/A | #N/A | #N/A | #N/A | #N/A | #N/A | #N/A | #N/A | #N/A | #N/A | #N/A | #N/A | #N/A | #N/A | #N/A | #N/A | #N/A | #N/A | #N/A | #N/A | #N/A | #N/A | #N/A | #N/A | #N/A | #N/A | #N/A | #N/A | #N/A | #N/A | #N/A | #N/A | #N/A | #N/A
| #N/A | #N/A |  | #N/A | #N/A | #N/A |  | #N/A | #N/A | #N/A | #N/A | #N/A | 25 | #N/A | #N/A | #N/A | #N/A | #N/A | #N/A | #N/A | #N/A | #N/A |  |  | #N/A | #N/A | #N/A | #N/A | #N/A | #N/A | #N/A | #N/A | #N/A | #N/A | #N/A | #N/A | #N/A | #N/A | #N/A | #N/A | #N/A | #N/A | #N/A | #N/A | #N/A | #N/A | #N/A | #N/A | #N/A | #N/A | #N/A | #N/A | #N/A | #N/A | #N/A | #N/A | #N/A | #N/A | #N/A | #N/A | #N/A | #N/A | #N/A | #N/A | #N/A | #N/A | #N/A | #N/A | #N/A | #N/A | #N/A | #N/A | #N/A | #N/A | #N/A | #N/A | #N/A | #N/A | #N/A | #N/A | #N/A | #N/A
| #N/A | #N/A |  | #N/A | #N/A | #N/A |  | #N/A | #N/A | #N/A | #N/A | #N/A | 25 | #N/A | #N/A | #N/A | #N/A | #N/A | #N/A | #N/A | #N/A | #N/A |  |  | #N/A | #N/A | #N/A | #N/A | #N/A | #N/A | #N/A | #N/A | #N/A | #N/A | #N/A | #N/A | #N/A | #N/A | #N/A | #N/A | #N/A | #N/A | #N/A | #N/A | #N/A | #N/A | #N/A | #N/A | #N/A | #N/A | #N/A | #N/A | #N/A | #N/A | #N/A | #N/A | #N/A | #N/A | #N/A | #N/A | #N/A | #N/A | #N/A | #N/A | #N/A | #N/A | #N/A | #N/A | #N/A | #N/A | #N/A | #N/A | #N/A | #N/A | #N/A | #N/A | #N/A | #N/A | #N/A | #N/A | #N/A | #N/A
| #N/A | #N/A |  | #N/A | #N/A | #N/A |  | #N/A | #N/A | #N/A | #N/A | #N/A | 25 | #N/A | #N/A | #N/A | #N/A | #N/A | #N/A | #N/A | #N/A | #N/A |  |  | #N/A | #N/A | #N/A | #N/A | #N/A | #N/A | #N/A | #N/A | #N/A | #N/A | #N/A | #N/A | #N/A | #N/A | #N/A | #N/A | #N/A | #N/A | #N/A | #N/A | #N/A | #N/A | #N/A | #N/A | #N/A | #N/A | #N/A | #N/A | #N/A | #N/A | #N/A | #N/A | #N/A | #N/A | #N/A | #N/A | #N/A | #N/A | #N/A | #N/A | #N/A | #N/A | #N/A | #N/A | #N/A | #N/A | #N/A | #N/A | #N/A | #N/A | #N/A | #N/A | #N/A | #N/A | #N/A | #N/A | #N/A | #N/A
| #N/A | #N/A |  | #N/A | #N/A | #N/A |  | #N/A | #N/A | #N/A | #N/A | #N/A | 25 | #N/A | #N/A | #N/A | #N/A | #N/A | #N/A | #N/A | #N/A | #N/A |  |  | #N/A | #N/A | #N/A | #N/A | #N/A | #N/A | #N/A | #N/A | #N/A | #N/A | #N/A | #N/A | #N/A | #N/A | #N/A | #N/A | #N/A | #N/A | #N/A | #N/A | #N/A | #N/A | #N/A | #N/A | #N/A | #N/A | #N/A | #N/A | #N/A | #N/A | #N/A | #N/A | #N/A | #N/A | #N/A | #N/A | #N/A | #N/A | #N/A | #N/A | #N/A | #N/A | #N/A | #N/A | #N/A | #N/A | #N/A | #N/A | #N/A | #N/A | #N/A | #N/A | #N/A | #N/A | #N/A | #N/A | #N/A | #N/A
| #N/A | #N/A |  | #N/A | #N/A | #N/A |  | #N/A | #N/A | #N/A | #N/A | #N/A | 25 | #N/A | #N/A | #N/A | #N/A | #N/A | #N/A | #N/A | #N/A | #N/A |  |  | #N/A | #N/A | #N/A | #N/A | #N/A | #N/A | #N/A | #N/A | #N/A | #N/A | #N/A | #N/A | #N/A | #N/A | #N/A | #N/A | #N/A | #N/A | #N/A | #N/A | #N/A | #N/A | #N/A | #N/A | #N/A | #N/A | #N/A | #N/A | #N/A | #N/A | #N/A | #N/A | #N/A | #N/A | #N/A | #N/A | #N/A | #N/A | #N/A | #N/A | #N/A | #N/A | #N/A | #N/A | #N/A | #N/A | #N/A | #N/A | #N/A | #N/A | #N/A | #N/A | #N/A | #N/A | #N/A | #N/A | #N/A | #N/A
| #N/A | #N/A |  | #N/A | #N/A | #N/A |  | #N/A | #N/A | #N/A | #N/A | #N/A | 25 | #N/A | #N/A | #N/A | #N/A | #N/A | #N/A | #N/A | #N/A | #N/A |  |  | #N/A | #N/A | #N/A | #N/A | #N/A | #N/A | #N/A | #N/A | #N/A | #N/A | #N/A | #N/A | #N/A | #N/A | #N/A | #N/A | #N/A | #N/A | #N/A | #N/A | #N/A | #N/A | #N/A | #N/A | #N/A | #N/A | #N/A | #N/A | #N/A | #N/A | #N/A | #N/A | #N/A | #N/A | #N/A | #N/A | #N/A | #N/A | #N/A | #N/A | #N/A | #N/A | #N/A | #N/A | #N/A | #N/A | #N/A | #N/A | #N/A | #N/A | #N/A | #N/A | #N/A | #N/A | #N/A | #N/A | #N/A | #N/A
| #N/A | #N/A |  | #N/A | #N/A | #N/A |  | #N/A | #N/A | #N/A | #N/A | #N/A | 25 | #N/A | #N/A | #N/A | #N/A | #N/A | #N/A | #N/A | #N/A | #N/A |  |  | #N/A | #N/A | #N/A | #N/A | #N/A | #N/A | #N/A | #N/A | #N/A | #N/A | #N/A | #N/A | #N/A | #N/A | #N/A | #N/A | #N/A | #N/A | #N/A | #N/A | #N/A | #N/A | #N/A | #N/A | #N/A | #N/A | #N/A | #N/A | #N/A | #N/A | #N/A | #N/A | #N/A | #N/A | #N/A | #N/A | #N/A | #N/A | #N/A | #N/A | #N/A | #N/A | #N/A | #N/A | #N/A | #N/A | #N/A | #N/A | #N/A | #N/A | #N/A | #N/A | #N/A | #N/A | #N/A | #N/A | #N/A | #N/A
| #N/A | #N/A |  | #N/A | #N/A | #N/A |  | #N/A | #N/A | #N/A | #N/A | #N/A | 25 | #N/A | #N/A | #N/A | #N/A | #N/A | #N/A | #N/A | #N/A | #N/A |  |  | #N/A | #N/A | #N/A | #N/A | #N/A | #N/A | #N/A | #N/A | #N/A | #N/A | #N/A | #N/A | #N/A | #N/A | #N/A | #N/A | #N/A | #N/A | #N/A | #N/A | #N/A | #N/A | #N/A | #N/A | #N/A | #N/A | #N/A | #N/A | #N/A | #N/A | #N/A | #N/A | #N/A | #N/A | #N/A | #N/A | #N/A | #N/A | #N/A | #N/A | #N/A | #N/A | #N/A | #N/A | #N/A | #N/A | #N/A | #N/A | #N/A | #N/A | #N/A | #N/A | #N/A | #N/A | #N/A | #N/A | #N/A | #N/A
| #N/A | #N/A |  | #N/A | #N/A | #N/A |  | #N/A | #N/A | #N/A | #N/A | #N/A | 25 | #N/A | #N/A | #N/A | #N/A | #N/A | #N/A | #N/A | #N/A | #N/A |  |  | #N/A | #N/A | #N/A | #N/A | #N/A | #N/A | #N/A | #N/A | #N/A | #N/A | #N/A | #N/A | #N/A | #N/A | #N/A | #N/A | #N/A | #N/A | #N/A | #N/A | #N/A | #N/A | #N/A | #N/A | #N/A | #N/A | #N/A | #N/A | #N/A | #N/A | #N/A | #N/A | #N/A | #N/A | #N/A | #N/A | #N/A | #N/A | #N/A | #N/A | #N/A | #N/A | #N/A | #N/A | #N/A | #N/A | #N/A | #N/A | #N/A | #N/A | #N/A | #N/A | #N/A | #N/A | #N/A | #N/A | #N/A | #N/A
| #N/A | #N/A |  | #N/A | #N/A | #N/A |  | #N/A | #N/A | #N/A | #N/A | #N/A | 25 | #N/A | #N/A | #N/A | #N/A | #N/A | #N/A | #N/A | #N/A | #N/A |  |  | #N/A | #N/A | #N/A | #N/A | #N/A | #N/A | #N/A | #N/A | #N/A | #N/A | #N/A | #N/A | #N/A | #N/A | #N/A | #N/A | #N/A | #N/A | #N/A | #N/A | #N/A | #N/A | #N/A | #N/A | #N/A | #N/A | #N/A | #N/A | #N/A | #N/A | #N/A | #N/A | #N/A | #N/A | #N/A | #N/A | #N/A | #N/A | #N/A | #N/A | #N/A | #N/A | #N/A | #N/A | #N/A | #N/A | #N/A | #N/A | #N/A | #N/A | #N/A | #N/A | #N/A | #N/A | #N/A | #N/A | #N/A | #N/A
| #N/A | #N/A |  | #N/A | #N/A | #N/A |  | #N/A | #N/A | #N/A | #N/A | #N/A | 25 | #N/A | #N/A | #N/A | #N/A | #N/A | #N/A | #N/A | #N/A | #N/A |  |  | #N/A | #N/A | #N/A | #N/A | #N/A | #N/A | #N/A | #N/A | #N/A | #N/A | #N/A | #N/A | #N/A | #N/A | #N/A | #N/A | #N/A | #N/A | #N/A | #N/A | #N/A | #N/A | #N/A | #N/A | #N/A | #N/A | #N/A | #N/A | #N/A | #N/A | #N/A | #N/A | #N/A | #N/A | #N/A | #N/A | #N/A | #N/A | #N/A | #N/A | #N/A | #N/A | #N/A | #N/A | #N/A | #N/A | #N/A | #N/A | #N/A | #N/A | #N/A | #N/A | #N/A | #N/A | #N/A | #N/A | #N/A | #N/A
| #N/A | #N/A |  | #N/A | #N/A | #N/A |  | #N/A | #N/A | #N/A | #N/A | #N/A | 25 | #N/A | #N/A | #N/A | #N/A | #N/A | #N/A | #N/A | #N/A | #N/A |  |  | #N/A | #N/A | #N/A | #N/A | #N/A | #N/A | #N/A | #N/A | #N/A | #N/A | #N/A | #N/A | #N/A | #N/A | #N/A | #N/A | #N/A | #N/A | #N/A | #N/A | #N/A | #N/A | #N/A | #N/A | #N/A | #N/A | #N/A | #N/A | #N/A | #N/A | #N/A | #N/A | #N/A | #N/A | #N/A | #N/A | #N/A | #N/A | #N/A | #N/A | #N/A | #N/A | #N/A | #N/A | #N/A | #N/A | #N/A | #N/A | #N/A | #N/A | #N/A | #N/A | #N/A | #N/A | #N/A | #N/A | #N/A | #N/A
| #N/A | #N/A |  | #N/A | #N/A | #N/A |  | #N/A | #N/A | #N/A | #N/A | #N/A | 25 | #N/A | #N/A | #N/A | #N/A | #N/A | #N/A | #N/A | #N/A | #N/A |  |  | #N/A | #N/A | #N/A | #N/A | #N/A | #N/A | #N/A | #N/A | #N/A | #N/A | #N/A | #N/A | #N/A | #N/A | #N/A | #N/A | #N/A | #N/A | #N/A | #N/A | #N/A | #N/A | #N/A | #N/A | #N/A | #N/A | #N/A | #N/A | #N/A | #N/A | #N/A | #N/A | #N/A | #N/A | #N/A | #N/A | #N/A | #N/A | #N/A | #N/A | #N/A | #N/A | #N/A | #N/A | #N/A | #N/A | #N/A | #N/A | #N/A | #N/A | #N/A | #N/A | #N/A | #N/A | #N/A | #N/A | #N/A | #N/A
| #N/A | #N/A |  | #N/A | #N/A | #N/A |  | #N/A | #N/A | #N/A | #N/A | #N/A | 25 | #N/A | #N/A | #N/A | #N/A | #N/A | #N/A | #N/A | #N/A | #N/A |  |  | #N/A | #N/A | #N/A | #N/A | #N/A | #N/A | #N/A | #N/A | #N/A | #N/A | #N/A | #N/A | #N/A | #N/A | #N/A | #N/A | #N/A | #N/A | #N/A | #N/A | #N/A | #N/A | #N/A | #N/A | #N/A | #N/A | #N/A | #N/A | #N/A | #N/A | #N/A | #N/A | #N/A | #N/A | #N/A | #N/A | #N/A | #N/A | #N/A | #N/A | #N/A | #N/A | #N/A | #N/A | #N/A | #N/A | #N/A | #N/A | #N/A | #N/A | #N/A | #N/A | #N/A | #N/A | #N/A | #N/A | #N/A | #N/A
| #N/A | #N/A |  | #N/A | #N/A | #N/A |  | #N/A | #N/A | #N/A | #N/A | #N/A | 25 | #N/A | #N/A | #N/A | #N/A | #N/A | #N/A | #N/A | #N/A | #N/A |  |  | #N/A | #N/A | #N/A | #N/A | #N/A | #N/A | #N/A | #N/A | #N/A | #N/A | #N/A | #N/A | #N/A | #N/A | #N/A | #N/A | #N/A | #N/A | #N/A | #N/A | #N/A | #N/A | #N/A | #N/A | #N/A | #N/A | #N/A | #N/A | #N/A | #N/A | #N/A | #N/A | #N/A | #N/A | #N/A | #N/A | #N/A | #N/A | #N/A | #N/A | #N/A | #N/A | #N/A | #N/A | #N/A | #N/A | #N/A | #N/A | #N/A | #N/A | #N/A | #N/A | #N/A | #N/A | #N/A | #N/A | #N/A | #N/A
| #N/A | #N/A |  | #N/A | #N/A | #N/A |  | #N/A | #N/A | #N/A | #N/A | #N/A | 25 | #N/A | #N/A | #N/A | #N/A | #N/A | #N/A | #N/A | #N/A | #N/A |  |  | #N/A | #N/A | #N/A | #N/A | #N/A | #N/A | #N/A | #N/A | #N/A | #N/A | #N/A | #N/A | #N/A | #N/A | #N/A | #N/A | #N/A | #N/A | #N/A | #N/A | #N/A | #N/A | #N/A | #N/A | #N/A | #N/A | #N/A | #N/A | #N/A | #N/A | #N/A | #N/A | #N/A | #N/A | #N/A | #N/A | #N/A | #N/A | #N/A | #N/A | #N/A | #N/A | #N/A | #N/A | #N/A | #N/A | #N/A | #N/A | #N/A | #N/A | #N/A | #N/A | #N/A | #N/A | #N/A | #N/A | #N/A | #N/A
| #N/A | #N/A |  | #N/A | #N/A | #N/A |  | #N/A | #N/A | #N/A | #N/A | #N/A | 25 | #N/A | #N/A | #N/A | #N/A | #N/A | #N/A | #N/A | #N/A | #N/A |  |  | #N/A | #N/A | #N/A | #N/A | #N/A | #N/A | #N/A | #N/A | #N/A | #N/A | #N/A | #N/A | #N/A | #N/A | #N/A | #N/A | #N/A | #N/A | #N/A | #N/A | #N/A | #N/A | #N/A | #N/A | #N/A | #N/A | #N/A | #N/A | #N/A | #N/A | #N/A | #N/A | #N/A | #N/A | #N/A | #N/A | #N/A | #N/A | #N/A | #N/A | #N/A | #N/A | #N/A | #N/A | #N/A | #N/A | #N/A | #N/A | #N/A | #N/A | #N/A | #N/A | #N/A | #N/A | #N/A | #N/A | #N/A | #N/A
| #N/A | #N/A |  | #N/A | #N/A | #N/A |  | #N/A | #N/A | #N/A | #N/A | #N/A | 25 | #N/A | #N/A | #N/A | #N/A | #N/A | #N/A | #N/A | #N/A | #N/A |  |  | #N/A | #N/A | #N/A | #N/A | #N/A | #N/A | #N/A | #N/A | #N/A | #N/A | #N/A | #N/A | #N/A | #N/A | #N/A | #N/A | #N/A | #N/A | #N/A | #N/A | #N/A | #N/A | #N/A | #N/A | #N/A | #N/A | #N/A | #N/A | #N/A | #N/A | #N/A | #N/A | #N/A | #N/A | #N/A | #N/A | #N/A | #N/A | #N/A | #N/A | #N/A | #N/A | #N/A | #N/A | #N/A | #N/A | #N/A | #N/A | #N/A | #N/A | #N/A | #N/A | #N/A | #N/A | #N/A | #N/A | #N/A | #N/A
| #N/A | #N/A |  | #N/A | #N/A | #N/A |  | #N/A | #N/A | #N/A | #N/A | #N/A | 25 | #N/A | #N/A | #N/A | #N/A | #N/A | #N/A | #N/A | #N/A | #N/A |  |  | #N/A | #N/A | #N/A | #N/A | #N/A | #N/A | #N/A | #N/A | #N/A | #N/A | #N/A | #N/A | #N/A | #N/A | #N/A | #N/A | #N/A | #N/A | #N/A | #N/A | #N/A | #N/A | #N/A | #N/A | #N/A | #N/A | #N/A | #N/A | #N/A | #N/A | #N/A | #N/A | #N/A | #N/A | #N/A | #N/A | #N/A | #N/A | #N/A | #N/A | #N/A | #N/A | #N/A | #N/A | #N/A | #N/A | #N/A | #N/A | #N/A | #N/A | #N/A | #N/A | #N/A | #N/A | #N/A | #N/A | #N/A | #N/A
| #N/A | #N/A |  | #N/A | #N/A | #N/A |  | #N/A | #N/A | #N/A | #N/A | #N/A | 25 | #N/A | #N/A | #N/A | #N/A | #N/A | #N/A | #N/A | #N/A | #N/A |  |  | #N/A | #N/A | #N/A | #N/A | #N/A | #N/A | #N/A | #N/A | #N/A | #N/A | #N/A | #N/A | #N/A | #N/A | #N/A | #N/A | #N/A | #N/A | #N/A | #N/A | #N/A | #N/A | #N/A | #N/A | #N/A | #N/A | #N/A | #N/A | #N/A | #N/A | #N/A | #N/A | #N/A | #N/A | #N/A | #N/A | #N/A | #N/A | #N/A | #N/A | #N/A | #N/A | #N/A | #N/A | #N/A | #N/A | #N/A | #N/A | #N/A | #N/A | #N/A | #N/A | #N/A | #N/A | #N/A | #N/A | #N/A | #N/A
| #N/A | #N/A |  | #N/A | #N/A | #N/A |  | #N/A | #N/A | #N/A | #N/A | #N/A | 25 | #N/A | #N/A | #N/A | #N/A | #N/A | #N/A | #N/A | #N/A | #N/A |  |  | #N/A | #N/A | #N/A | #N/A | #N/A | #N/A | #N/A | #N/A | #N/A | #N/A | #N/A | #N/A | #N/A | #N/A | #N/A | #N/A | #N/A | #N/A | #N/A | #N/A | #N/A | #N/A | #N/A | #N/A | #N/A | #N/A | #N/A | #N/A | #N/A | #N/A | #N/A | #N/A | #N/A | #N/A | #N/A | #N/A | #N/A | #N/A | #N/A | #N/A | #N/A | #N/A | #N/A | #N/A | #N/A | #N/A | #N/A | #N/A | #N/A | #N/A | #N/A | #N/A | #N/A | #N/A | #N/A | #N/A | #N/A | #N/A
| #N/A | #N/A |  | #N/A | #N/A | #N/A |  | #N/A | #N/A | #N/A | #N/A | #N/A | 25 | #N/A | #N/A | #N/A | #N/A | #N/A | #N/A | #N/A | #N/A | #N/A |  |  | #N/A | #N/A | #N/A | #N/A | #N/A | #N/A | #N/A | #N/A | #N/A | #N/A | #N/A | #N/A | #N/A | #N/A | #N/A | #N/A | #N/A | #N/A | #N/A | #N/A | #N/A | #N/A | #N/A | #N/A | #N/A | #N/A | #N/A | #N/A | #N/A | #N/A | #N/A | #N/A | #N/A | #N/A | #N/A | #N/A | #N/A | #N/A | #N/A | #N/A | #N/A | #N/A | #N/A | #N/A | #N/A | #N/A | #N/A | #N/A | #N/A | #N/A | #N/A | #N/A | #N/A | #N/A | #N/A | #N/A | #N/A | #N/A
| #N/A | #N/A |  | #N/A | #N/A | #N/A |  | #N/A | #N/A | #N/A | #N/A | #N/A | 25 | #N/A | #N/A | #N/A | #N/A | #N/A | #N/A | #N/A | #N/A | #N/A |  |  | #N/A | #N/A | #N/A | #N/A | #N/A | #N/A | #N/A | #N/A | #N/A | #N/A | #N/A | #N/A | #N/A | #N/A | #N/A | #N/A | #N/A | #N/A | #N/A | #N/A | #N/A | #N/A | #N/A | #N/A | #N/A | #N/A | #N/A | #N/A | #N/A | #N/A | #N/A | #N/A | #N/A | #N/A | #N/A | #N/A | #N/A | #N/A | #N/A | #N/A | #N/A | #N/A | #N/A | #N/A | #N/A | #N/A | #N/A | #N/A | #N/A | #N/A | #N/A | #N/A | #N/A | #N/A | #N/A | #N/A | #N/A | #N/A
| #N/A | #N/A |  | #N/A | #N/A | #N/A |  | #N/A | #N/A | #N/A | #N/A | #N/A | 25 | #N/A | #N/A | #N/A | #N/A | #N/A | #N/A | #N/A | #N/A | #N/A |  |  | #N/A | #N/A | #N/A | #N/A | #N/A | #N/A | #N/A | #N/A | #N/A | #N/A | #N/A | #N/A | #N/A | #N/A | #N/A | #N/A | #N/A | #N/A | #N/A | #N/A | #N/A | #N/A | #N/A | #N/A | #N/A | #N/A | #N/A | #N/A | #N/A | #N/A | #N/A | #N/A | #N/A | #N/A | #N/A | #N/A | #N/A | #N/A | #N/A | #N/A | #N/A | #N/A | #N/A | #N/A | #N/A | #N/A | #N/A | #N/A | #N/A | #N/A | #N/A | #N/A | #N/A | #N/A | #N/A | #N/A | #N/A | #N/A
| #N/A | #N/A |  | #N/A | #N/A | #N/A |  | #N/A | #N/A | #N/A | #N/A | #N/A | 25 | #N/A | #N/A | #N/A | #N/A | #N/A | #N/A | #N/A | #N/A | #N/A |  |  | #N/A | #N/A | #N/A | #N/A | #N/A | #N/A | #N/A | #N/A | #N/A | #N/A | #N/A | #N/A | #N/A | #N/A | #N/A | #N/A | #N/A | #N/A | #N/A | #N/A | #N/A | #N/A | #N/A | #N/A | #N/A | #N/A | #N/A | #N/A | #N/A | #N/A | #N/A | #N/A | #N/A | #N/A | #N/A | #N/A | #N/A | #N/A | #N/A | #N/A | #N/A | #N/A | #N/A | #N/A | #N/A | #N/A | #N/A | #N/A | #N/A | #N/A | #N/A | #N/A | #N/A | #N/A | #N/A | #N/A | #N/A | #N/A
| #N/A | #N/A |  | #N/A | #N/A | #N/A |  | #N/A | #N/A | #N/A | #N/A | #N/A | 25 | #N/A | #N/A | #N/A | #N/A | #N/A | #N/A | #N/A | #N/A | #N/A |  |  | #N/A | #N/A | #N/A | #N/A | #N/A | #N/A | #N/A | #N/A | #N/A | #N/A | #N/A | #N/A | #N/A | #N/A | #N/A | #N/A | #N/A | #N/A | #N/A | #N/A | #N/A | #N/A | #N/A | #N/A | #N/A | #N/A | #N/A | #N/A | #N/A | #N/A | #N/A | #N/A | #N/A | #N/A | #N/A | #N/A | #N/A | #N/A | #N/A | #N/A | #N/A | #N/A | #N/A | #N/A | #N/A | #N/A | #N/A | #N/A | #N/A | #N/A | #N/A | #N/A | #N/A | #N/A | #N/A | #N/A | #N/A | #N/A
| #N/A | #N/A |  | #N/A | #N/A | #N/A |  | #N/A | #N/A | #N/A | #N/A | #N/A | 25 | #N/A | #N/A | #N/A | #N/A | #N/A | #N/A | #N/A | #N/A | #N/A |  |  | #N/A | #N/A | #N/A | #N/A | #N/A | #N/A | #N/A | #N/A | #N/A | #N/A | #N/A | #N/A | #N/A | #N/A | #N/A | #N/A | #N/A | #N/A | #N/A | #N/A | #N/A | #N/A | #N/A | #N/A | #N/A | #N/A | #N/A | #N/A | #N/A | #N/A | #N/A | #N/A | #N/A | #N/A | #N/A | #N/A | #N/A | #N/A | #N/A | #N/A | #N/A | #N/A | #N/A | #N/A | #N/A | #N/A | #N/A | #N/A | #N/A | #N/A | #N/A | #N/A | #N/A | #N/A | #N/A | #N/A | #N/A | #N/A
| #N/A | #N/A |  | #N/A | #N/A | #N/A |  | #N/A | #N/A | #N/A | #N/A | #N/A | 25 | #N/A | #N/A | #N/A | #N/A | #N/A | #N/A | #N/A | #N/A | #N/A |  |  | #N/A | #N/A | #N/A | #N/A | #N/A | #N/A | #N/A | #N/A | #N/A | #N/A | #N/A | #N/A | #N/A | #N/A | #N/A | #N/A | #N/A | #N/A | #N/A | #N/A | #N/A | #N/A | #N/A | #N/A | #N/A | #N/A | #N/A | #N/A | #N/A | #N/A | #N/A | #N/A | #N/A | #N/A | #N/A | #N/A | #N/A | #N/A | #N/A | #N/A | #N/A | #N/A | #N/A | #N/A | #N/A | #N/A | #N/A | #N/A | #N/A | #N/A | #N/A | #N/A | #N/A | #N/A | #N/A | #N/A | #N/A | #N/A
| #N/A | #N/A |  | #N/A | #N/A | #N/A |  | #N/A | #N/A | #N/A | #N/A | #N/A | 25 | #N/A | #N/A | #N/A | #N/A | #N/A | #N/A | #N/A | #N/A | #N/A |  |  | #N/A | #N/A | #N/A | #N/A | #N/A | #N/A | #N/A | #N/A | #N/A | #N/A | #N/A | #N/A | #N/A | #N/A | #N/A | #N/A | #N/A | #N/A | #N/A | #N/A | #N/A | #N/A | #N/A | #N/A | #N/A | #N/A | #N/A | #N/A | #N/A | #N/A | #N/A | #N/A | #N/A | #N/A | #N/A | #N/A | #N/A | #N/A | #N/A | #N/A | #N/A | #N/A | #N/A | #N/A | #N/A | #N/A | #N/A | #N/A | #N/A | #N/A | #N/A | #N/A | #N/A | #N/A | #N/A | #N/A | #N/A | #N/A
| #N/A | #N/A |  | #N/A | #N/A | #N/A |  | #N/A | #N/A | #N/A | #N/A | #N/A | 25 | #N/A | #N/A | #N/A | #N/A | #N/A | #N/A | #N/A | #N/A | #N/A |  |  | #N/A | #N/A | #N/A | #N/A | #N/A | #N/A | #N/A | #N/A | #N/A | #N/A | #N/A | #N/A | #N/A | #N/A | #N/A | #N/A | #N/A | #N/A | #N/A | #N/A | #N/A | #N/A | #N/A | #N/A | #N/A | #N/A | #N/A | #N/A | #N/A | #N/A | #N/A | #N/A | #N/A | #N/A | #N/A | #N/A | #N/A | #N/A | #N/A | #N/A | #N/A | #N/A | #N/A | #N/A | #N/A | #N/A | #N/A | #N/A | #N/A | #N/A | #N/A | #N/A | #N/A | #N/A | #N/A | #N/A | #N/A | #N/A
| #N/A | #N/A |  | #N/A | #N/A | #N/A |  | #N/A | #N/A | #N/A | #N/A | #N/A | 25 | #N/A | #N/A | #N/A | #N/A | #N/A | #N/A | #N/A | #N/A | #N/A |  |  | #N/A | #N/A | #N/A | #N/A | #N/A | #N/A | #N/A | #N/A | #N/A | #N/A | #N/A | #N/A | #N/A | #N/A | #N/A | #N/A | #N/A | #N/A | #N/A | #N/A | #N/A | #N/A | #N/A | #N/A | #N/A | #N/A | #N/A | #N/A | #N/A | #N/A | #N/A | #N/A | #N/A | #N/A | #N/A | #N/A | #N/A | #N/A | #N/A | #N/A | #N/A | #N/A | #N/A | #N/A | #N/A | #N/A | #N/A | #N/A | #N/A | #N/A | #N/A | #N/A | #N/A | #N/A | #N/A | #N/A | #N/A | #N/A
| #N/A | #N/A |  | #N/A | #N/A | #N/A |  | #N/A | #N/A | #N/A | #N/A | #N/A | 25 | #N/A | #N/A | #N/A | #N/A | #N/A | #N/A | #N/A | #N/A | #N/A |  |  | #N/A | #N/A | #N/A | #N/A | #N/A | #N/A | #N/A | #N/A | #N/A | #N/A | #N/A | #N/A | #N/A | #N/A | #N/A | #N/A | #N/A | #N/A | #N/A | #N/A | #N/A | #N/A | #N/A | #N/A | #N/A | #N/A | #N/A | #N/A | #N/A | #N/A | #N/A | #N/A | #N/A | #N/A | #N/A | #N/A | #N/A | #N/A | #N/A | #N/A | #N/A | #N/A | #N/A | #N/A | #N/A | #N/A | #N/A | #N/A | #N/A | #N/A | #N/A | #N/A | #N/A | #N/A | #N/A | #N/A | #N/A | #N/A
| #N/A | #N/A |  | #N/A | #N/A | #N/A |  | #N/A | #N/A | #N/A | #N/A | #N/A | 25 | #N/A | #N/A | #N/A | #N/A | #N/A | #N/A | #N/A | #N/A | #N/A |  |  | #N/A | #N/A | #N/A | #N/A | #N/A | #N/A | #N/A | #N/A | #N/A | #N/A | #N/A | #N/A | #N/A | #N/A | #N/A | #N/A | #N/A | #N/A | #N/A | #N/A | #N/A | #N/A | #N/A | #N/A | #N/A | #N/A | #N/A | #N/A | #N/A | #N/A | #N/A | #N/A | #N/A | #N/A | #N/A | #N/A | #N/A | #N/A | #N/A | #N/A | #N/A | #N/A | #N/A | #N/A | #N/A | #N/A | #N/A | #N/A | #N/A | #N/A | #N/A | #N/A | #N/A | #N/A | #N/A | #N/A | #N/A | #N/A
| #N/A | #N/A |  | #N/A | #N/A | #N/A |  | #N/A | #N/A | #N/A | #N/A | #N/A | 25 | #N/A | #N/A | #N/A | #N/A | #N/A | #N/A | #N/A | #N/A | #N/A |  |  | #N/A | #N/A | #N/A | #N/A | #N/A | #N/A | #N/A | #N/A | #N/A | #N/A | #N/A | #N/A | #N/A | #N/A | #N/A | #N/A | #N/A | #N/A | #N/A | #N/A | #N/A | #N/A | #N/A | #N/A | #N/A | #N/A | #N/A | #N/A | #N/A | #N/A | #N/A | #N/A | #N/A | #N/A | #N/A | #N/A | #N/A | #N/A | #N/A | #N/A | #N/A | #N/A | #N/A | #N/A | #N/A | #N/A | #N/A | #N/A | #N/A | #N/A | #N/A | #N/A | #N/A | #N/A | #N/A | #N/A | #N/A | #N/A
| #N/A | #N/A |  | #N/A | #N/A | #N/A |  | #N/A | #N/A | #N/A | #N/A | #N/A | 25 | #N/A | #N/A | #N/A | #N/A | #N/A | #N/A | #N/A | #N/A | #N/A |  |  | #N/A | #N/A | #N/A | #N/A | #N/A | #N/A | #N/A | #N/A | #N/A | #N/A | #N/A | #N/A | #N/A | #N/A | #N/A | #N/A | #N/A | #N/A | #N/A | #N/A | #N/A | #N/A | #N/A | #N/A | #N/A | #N/A | #N/A | #N/A | #N/A | #N/A | #N/A | #N/A | #N/A | #N/A | #N/A | #N/A | #N/A | #N/A | #N/A | #N/A | #N/A | #N/A | #N/A | #N/A | #N/A | #N/A | #N/A | #N/A | #N/A | #N/A | #N/A | #N/A | #N/A | #N/A | #N/A | #N/A | #N/A | #N/A
| #N/A | #N/A |  | #N/A | #N/A | #N/A |  | #N/A | #N/A | #N/A | #N/A | #N/A | 25 | #N/A | #N/A | #N/A | #N/A | #N/A | #N/A | #N/A | #N/A | #N/A |  |  | #N/A | #N/A | #N/A | #N/A | #N/A | #N/A | #N/A | #N/A | #N/A | #N/A | #N/A | #N/A | #N/A | #N/A | #N/A | #N/A | #N/A | #N/A | #N/A | #N/A | #N/A | #N/A | #N/A | #N/A | #N/A | #N/A | #N/A | #N/A | #N/A | #N/A | #N/A | #N/A | #N/A | #N/A | #N/A | #N/A | #N/A | #N/A | #N/A | #N/A | #N/A | #N/A | #N/A | #N/A | #N/A | #N/A | #N/A | #N/A | #N/A | #N/A | #N/A | #N/A | #N/A | #N/A | #N/A | #N/A | #N/A | #N/A
| #N/A | #N/A |  | #N/A | #N/A | #N/A |  | #N/A | #N/A | #N/A | #N/A | #N/A | 25 | #N/A | #N/A | #N/A | #N/A | #N/A | #N/A | #N/A | #N/A | #N/A |  |  | #N/A | #N/A | #N/A | #N/A | #N/A | #N/A | #N/A | #N/A | #N/A | #N/A | #N/A | #N/A | #N/A | #N/A | #N/A | #N/A | #N/A | #N/A | #N/A | #N/A | #N/A | #N/A | #N/A | #N/A | #N/A | #N/A | #N/A | #N/A | #N/A | #N/A | #N/A | #N/A | #N/A | #N/A | #N/A | #N/A | #N/A | #N/A | #N/A | #N/A | #N/A | #N/A | #N/A | #N/A | #N/A | #N/A | #N/A | #N/A | #N/A | #N/A | #N/A | #N/A | #N/A | #N/A | #N/A | #N/A | #N/A | #N/A
| #N/A | #N/A |  | #N/A | #N/A | #N/A |  | #N/A | #N/A | #N/A | #N/A | #N/A | 25 | #N/A | #N/A | #N/A | #N/A | #N/A | #N/A | #N/A | #N/A | #N/A |  |  | #N/A | #N/A | #N/A | #N/A | #N/A | #N/A | #N/A | #N/A | #N/A | #N/A | #N/A | #N/A | #N/A | #N/A | #N/A | #N/A | #N/A | #N/A | #N/A | #N/A | #N/A | #N/A | #N/A | #N/A | #N/A | #N/A | #N/A | #N/A | #N/A | #N/A | #N/A | #N/A | #N/A | #N/A | #N/A | #N/A | #N/A | #N/A | #N/A | #N/A | #N/A | #N/A | #N/A | #N/A | #N/A | #N/A | #N/A | #N/A | #N/A | #N/A | #N/A | #N/A | #N/A | #N/A | #N/A | #N/A | #N/A | #N/A
| #N/A | #N/A |  | #N/A | #N/A | #N/A |  | #N/A | #N/A | #N/A | #N/A | #N/A | 25 | #N/A | #N/A | #N/A | #N/A | #N/A | #N/A | #N/A | #N/A | #N/A |  |  | #N/A | #N/A | #N/A | #N/A | #N/A | #N/A | #N/A | #N/A | #N/A | #N/A | #N/A | #N/A | #N/A | #N/A | #N/A | #N/A | #N/A | #N/A | #N/A | #N/A | #N/A | #N/A | #N/A | #N/A | #N/A | #N/A | #N/A | #N/A | #N/A | #N/A | #N/A | #N/A | #N/A | #N/A | #N/A | #N/A | #N/A | #N/A | #N/A | #N/A | #N/A | #N/A | #N/A | #N/A | #N/A | #N/A | #N/A | #N/A | #N/A | #N/A | #N/A | #N/A | #N/A | #N/A | #N/A | #N/A | #N/A | #N/A
| #N/A | #N/A |  | #N/A | #N/A | #N/A |  | #N/A | #N/A | #N/A | #N/A | #N/A | 25 | #N/A | #N/A | #N/A | #N/A | #N/A | #N/A | #N/A | #N/A | #N/A |  |  | #N/A | #N/A | #N/A | #N/A | #N/A | #N/A | #N/A | #N/A | #N/A | #N/A | #N/A | #N/A | #N/A | #N/A | #N/A | #N/A | #N/A | #N/A | #N/A | #N/A | #N/A | #N/A | #N/A | #N/A | #N/A | #N/A | #N/A | #N/A | #N/A | #N/A | #N/A | #N/A | #N/A | #N/A | #N/A | #N/A | #N/A | #N/A | #N/A | #N/A | #N/A | #N/A | #N/A | #N/A | #N/A | #N/A | #N/A | #N/A | #N/A | #N/A | #N/A | #N/A | #N/A | #N/A | #N/A | #N/A | #N/A | #N/A
| #N/A | #N/A |  | #N/A | #N/A | #N/A |  | #N/A | #N/A | #N/A | #N/A | #N/A | 25 | #N/A | #N/A | #N/A | #N/A | #N/A | #N/A | #N/A | #N/A | #N/A |  |  | #N/A | #N/A | #N/A | #N/A | #N/A | #N/A | #N/A | #N/A | #N/A | #N/A | #N/A | #N/A | #N/A | #N/A | #N/A | #N/A | #N/A | #N/A | #N/A | #N/A | #N/A | #N/A | #N/A | #N/A | #N/A | #N/A | #N/A | #N/A | #N/A | #N/A | #N/A | #N/A | #N/A | #N/A | #N/A | #N/A | #N/A | #N/A | #N/A | #N/A | #N/A | #N/A | #N/A | #N/A | #N/A | #N/A | #N/A | #N/A | #N/A | #N/A | #N/A | #N/A | #N/A | #N/A | #N/A | #N/A | #N/A | #N/A
| #N/A | #N/A |  | #N/A | #N/A | #N/A |  | #N/A | #N/A | #N/A | #N/A | #N/A | 25 | #N/A | #N/A | #N/A | #N/A | #N/A | #N/A | #N/A | #N/A | #N/A |  |  | #N/A | #N/A | #N/A | #N/A | #N/A | #N/A | #N/A | #N/A | #N/A | #N/A | #N/A | #N/A | #N/A | #N/A | #N/A | #N/A | #N/A | #N/A | #N/A | #N/A | #N/A | #N/A | #N/A | #N/A | #N/A | #N/A | #N/A | #N/A | #N/A | #N/A | #N/A | #N/A | #N/A | #N/A | #N/A | #N/A | #N/A | #N/A | #N/A | #N/A | #N/A | #N/A | #N/A | #N/A | #N/A | #N/A | #N/A | #N/A | #N/A | #N/A | #N/A | #N/A | #N/A | #N/A | #N/A | #N/A | #N/A | #N/A
| #N/A | #N/A |  | #N/A | #N/A | #N/A |  | #N/A | #N/A | #N/A | #N/A | #N/A | 25 | #N/A | #N/A | #N/A | #N/A | #N/A | #N/A | #N/A | #N/A | #N/A |  |  | #N/A | #N/A | #N/A | #N/A | #N/A | #N/A | #N/A | #N/A | #N/A | #N/A | #N/A | #N/A | #N/A | #N/A | #N/A | #N/A | #N/A | #N/A | #N/A | #N/A | #N/A | #N/A | #N/A | #N/A | #N/A | #N/A | #N/A | #N/A | #N/A | #N/A | #N/A | #N/A | #N/A | #N/A | #N/A | #N/A | #N/A | #N/A | #N/A | #N/A | #N/A | #N/A | #N/A | #N/A | #N/A | #N/A | #N/A | #N/A | #N/A | #N/A | #N/A | #N/A | #N/A | #N/A | #N/A | #N/A | #N/A | #N/A
| #N/A | #N/A |  | #N/A | #N/A | #N/A |  | #N/A | #N/A | #N/A | #N/A | #N/A | 25 | #N/A | #N/A | #N/A | #N/A | #N/A | #N/A | #N/A | #N/A | #N/A |  |  | #N/A | #N/A | #N/A | #N/A | #N/A | #N/A | #N/A | #N/A | #N/A | #N/A | #N/A | #N/A | #N/A | #N/A | #N/A | #N/A | #N/A | #N/A | #N/A | #N/A | #N/A | #N/A | #N/A | #N/A | #N/A | #N/A | #N/A | #N/A | #N/A | #N/A | #N/A | #N/A | #N/A | #N/A | #N/A | #N/A | #N/A | #N/A | #N/A | #N/A | #N/A | #N/A | #N/A | #N/A | #N/A | #N/A | #N/A | #N/A | #N/A | #N/A | #N/A | #N/A | #N/A | #N/A | #N/A | #N/A | #N/A | #N/A
| #N/A | #N/A |  | #N/A | #N/A | #N/A |  | #N/A | #N/A | #N/A | #N/A | #N/A | 25 | #N/A | #N/A | #N/A | #N/A | #N/A | #N/A | #N/A | #N/A | #N/A |  |  | #N/A | #N/A | #N/A | #N/A | #N/A | #N/A | #N/A | #N/A | #N/A | #N/A | #N/A | #N/A | #N/A | #N/A | #N/A | #N/A | #N/A | #N/A | #N/A | #N/A | #N/A | #N/A | #N/A | #N/A | #N/A | #N/A | #N/A | #N/A | #N/A | #N/A | #N/A | #N/A | #N/A | #N/A | #N/A | #N/A | #N/A | #N/A | #N/A | #N/A | #N/A | #N/A | #N/A | #N/A | #N/A | #N/A | #N/A | #N/A | #N/A | #N/A | #N/A | #N/A | #N/A | #N/A | #N/A | #N/A | #N/A | #N/A
| #N/A | #N/A |  | #N/A | #N/A | #N/A |  | #N/A | #N/A | #N/A | #N/A | #N/A | 25 | #N/A | #N/A | #N/A | #N/A | #N/A | #N/A | #N/A | #N/A | #N/A |  |  | #N/A | #N/A | #N/A | #N/A | #N/A | #N/A | #N/A | #N/A | #N/A | #N/A | #N/A | #N/A | #N/A | #N/A | #N/A | #N/A | #N/A | #N/A | #N/A | #N/A | #N/A | #N/A | #N/A | #N/A | #N/A | #N/A | #N/A | #N/A | #N/A | #N/A | #N/A | #N/A | #N/A | #N/A | #N/A | #N/A | #N/A | #N/A | #N/A | #N/A | #N/A | #N/A | #N/A | #N/A | #N/A | #N/A | #N/A | #N/A | #N/A | #N/A | #N/A | #N/A | #N/A | #N/A | #N/A | #N/A | #N/A | #N/A
| #N/A | #N/A |  | #N/A | #N/A | #N/A |  | #N/A | #N/A | #N/A | #N/A | #N/A | 25 | #N/A | #N/A | #N/A | #N/A | #N/A | #N/A | #N/A | #N/A | #N/A |  |  | #N/A | #N/A | #N/A | #N/A | #N/A | #N/A | #N/A | #N/A | #N/A | #N/A | #N/A | #N/A | #N/A | #N/A | #N/A | #N/A | #N/A | #N/A | #N/A | #N/A | #N/A | #N/A | #N/A | #N/A | #N/A | #N/A | #N/A | #N/A | #N/A | #N/A | #N/A | #N/A | #N/A | #N/A | #N/A | #N/A | #N/A | #N/A | #N/A | #N/A | #N/A | #N/A | #N/A | #N/A | #N/A | #N/A | #N/A | #N/A | #N/A | #N/A | #N/A | #N/A | #N/A | #N/A | #N/A | #N/A | #N/A | #N/A
| #N/A | #N/A |  | #N/A | #N/A | #N/A |  | #N/A | #N/A | #N/A | #N/A | #N/A | 25 | #N/A | #N/A | #N/A | #N/A | #N/A | #N/A | #N/A | #N/A | #N/A |  |  | #N/A | #N/A | #N/A | #N/A | #N/A | #N/A | #N/A | #N/A | #N/A | #N/A | #N/A | #N/A | #N/A | #N/A | #N/A | #N/A | #N/A | #N/A | #N/A | #N/A | #N/A | #N/A | #N/A | #N/A | #N/A | #N/A | #N/A | #N/A | #N/A | #N/A | #N/A | #N/A | #N/A | #N/A | #N/A | #N/A | #N/A | #N/A | #N/A | #N/A | #N/A | #N/A | #N/A | #N/A | #N/A | #N/A | #N/A | #N/A | #N/A | #N/A | #N/A | #N/A | #N/A | #N/A | #N/A | #N/A | #N/A | #N/A
| #N/A | #N/A |  | #N/A | #N/A | #N/A |  | #N/A | #N/A | #N/A | #N/A | #N/A | 25 | #N/A | #N/A | #N/A | #N/A | #N/A | #N/A | #N/A | #N/A | #N/A |  |  | #N/A | #N/A | #N/A | #N/A | #N/A | #N/A | #N/A | #N/A | #N/A | #N/A | #N/A | #N/A | #N/A | #N/A | #N/A | #N/A | #N/A | #N/A | #N/A | #N/A | #N/A | #N/A | #N/A | #N/A | #N/A | #N/A | #N/A | #N/A | #N/A | #N/A | #N/A | #N/A | #N/A | #N/A | #N/A | #N/A | #N/A | #N/A | #N/A | #N/A | #N/A | #N/A | #N/A | #N/A | #N/A | #N/A | #N/A | #N/A | #N/A | #N/A | #N/A | #N/A | #N/A | #N/A | #N/A | #N/A | #N/A | #N/A
| #N/A | #N/A |  | #N/A | #N/A | #N/A |  | #N/A | #N/A | #N/A | #N/A | #N/A | 25 | #N/A | #N/A | #N/A | #N/A | #N/A | #N/A | #N/A | #N/A | #N/A |  |  | #N/A | #N/A | #N/A | #N/A | #N/A | #N/A | #N/A | #N/A | #N/A | #N/A | #N/A | #N/A | #N/A | #N/A | #N/A | #N/A | #N/A | #N/A | #N/A | #N/A | #N/A | #N/A | #N/A | #N/A | #N/A | #N/A | #N/A | #N/A | #N/A | #N/A | #N/A | #N/A | #N/A | #N/A | #N/A | #N/A | #N/A | #N/A | #N/A | #N/A | #N/A | #N/A | #N/A | #N/A | #N/A | #N/A | #N/A | #N/A | #N/A | #N/A | #N/A | #N/A | #N/A | #N/A | #N/A | #N/A | #N/A | #N/A
| #N/A | #N/A |  | #N/A | #N/A | #N/A |  | #N/A | #N/A | #N/A | #N/A | #N/A | 25 | #N/A | #N/A | #N/A | #N/A | #N/A | #N/A | #N/A | #N/A | #N/A |  |  | #N/A | #N/A | #N/A | #N/A | #N/A | #N/A | #N/A | #N/A | #N/A | #N/A | #N/A | #N/A | #N/A | #N/A | #N/A | #N/A | #N/A | #N/A | #N/A | #N/A | #N/A | #N/A | #N/A | #N/A | #N/A | #N/A | #N/A | #N/A | #N/A | #N/A | #N/A | #N/A | #N/A | #N/A | #N/A | #N/A | #N/A | #N/A | #N/A | #N/A | #N/A | #N/A | #N/A | #N/A | #N/A | #N/A | #N/A | #N/A | #N/A | #N/A | #N/A | #N/A | #N/A | #N/A | #N/A | #N/A | #N/A | #N/A
| #N/A | #N/A |  | #N/A | #N/A | #N/A |  | #N/A | #N/A | #N/A | #N/A | #N/A | 25 | #N/A | #N/A | #N/A | #N/A | #N/A | #N/A | #N/A | #N/A | #N/A |  |  | #N/A | #N/A | #N/A | #N/A | #N/A | #N/A | #N/A | #N/A | #N/A | #N/A | #N/A | #N/A | #N/A | #N/A | #N/A | #N/A | #N/A | #N/A | #N/A | #N/A | #N/A | #N/A | #N/A | #N/A | #N/A | #N/A | #N/A | #N/A | #N/A | #N/A | #N/A | #N/A | #N/A | #N/A | #N/A | #N/A | #N/A | #N/A | #N/A | #N/A | #N/A | #N/A | #N/A | #N/A | #N/A | #N/A | #N/A | #N/A | #N/A | #N/A | #N/A | #N/A | #N/A | #N/A | #N/A | #N/A | #N/A | #N/A
| #N/A | #N/A |  | #N/A | #N/A | #N/A |  | #N/A | #N/A | #N/A | #N/A | #N/A | 25 | #N/A | #N/A | #N/A | #N/A | #N/A | #N/A | #N/A | #N/A | #N/A |  |  | #N/A | #N/A | #N/A | #N/A | #N/A | #N/A | #N/A | #N/A | #N/A | #N/A | #N/A | #N/A | #N/A | #N/A | #N/A | #N/A | #N/A | #N/A | #N/A | #N/A | #N/A | #N/A | #N/A | #N/A | #N/A | #N/A | #N/A | #N/A | #N/A | #N/A | #N/A | #N/A | #N/A | #N/A | #N/A | #N/A | #N/A | #N/A | #N/A | #N/A | #N/A | #N/A | #N/A | #N/A | #N/A | #N/A | #N/A | #N/A | #N/A | #N/A | #N/A | #N/A | #N/A | #N/A | #N/A | #N/A | #N/A | #N/A
| #N/A | #N/A |  | #N/A | #N/A | #N/A |  | #N/A | #N/A | #N/A | #N/A | #N/A | 25 | #N/A | #N/A | #N/A | #N/A | #N/A | #N/A | #N/A | #N/A | #N/A |  |  | #N/A | #N/A | #N/A | #N/A | #N/A | #N/A | #N/A | #N/A | #N/A | #N/A | #N/A | #N/A | #N/A | #N/A | #N/A | #N/A | #N/A | #N/A | #N/A | #N/A | #N/A | #N/A | #N/A | #N/A | #N/A | #N/A | #N/A | #N/A | #N/A | #N/A | #N/A | #N/A | #N/A | #N/A | #N/A | #N/A | #N/A | #N/A | #N/A | #N/A | #N/A | #N/A | #N/A | #N/A | #N/A | #N/A | #N/A | #N/A | #N/A | #N/A | #N/A | #N/A | #N/A | #N/A | #N/A | #N/A | #N/A | #N/A
| #N/A | #N/A |  | #N/A | #N/A | #N/A |  | #N/A | #N/A | #N/A | #N/A | #N/A | 25 | #N/A | #N/A | #N/A | #N/A | #N/A | #N/A | #N/A | #N/A | #N/A |  |  | #N/A | #N/A | #N/A | #N/A | #N/A | #N/A | #N/A | #N/A | #N/A | #N/A | #N/A | #N/A | #N/A | #N/A | #N/A | #N/A | #N/A | #N/A | #N/A | #N/A | #N/A | #N/A | #N/A | #N/A | #N/A | #N/A | #N/A | #N/A | #N/A | #N/A | #N/A | #N/A | #N/A | #N/A | #N/A | #N/A | #N/A | #N/A | #N/A | #N/A | #N/A | #N/A | #N/A | #N/A | #N/A | #N/A | #N/A | #N/A | #N/A | #N/A | #N/A | #N/A | #N/A | #N/A | #N/A | #N/A | #N/A | #N/A
| #N/A | #N/A |  | #N/A | #N/A | #N/A |  | #N/A | #N/A | #N/A | #N/A | #N/A | 25 | #N/A | #N/A | #N/A | #N/A | #N/A | #N/A | #N/A | #N/A | #N/A |  |  | #N/A | #N/A | #N/A | #N/A | #N/A | #N/A | #N/A | #N/A | #N/A | #N/A | #N/A | #N/A | #N/A | #N/A | #N/A | #N/A | #N/A | #N/A | #N/A | #N/A | #N/A | #N/A | #N/A | #N/A | #N/A | #N/A | #N/A | #N/A | #N/A | #N/A | #N/A | #N/A | #N/A | #N/A | #N/A | #N/A | #N/A | #N/A | #N/A | #N/A | #N/A | #N/A | #N/A | #N/A | #N/A | #N/A | #N/A | #N/A | #N/A | #N/A | #N/A | #N/A | #N/A | #N/A | #N/A | #N/A | #N/A | #N/A
| #N/A | #N/A |  | #N/A | #N/A | #N/A |  | #N/A | #N/A | #N/A | #N/A | #N/A | 25 | #N/A | #N/A | #N/A | #N/A | #N/A | #N/A | #N/A | #N/A | #N/A |  |  | #N/A | #N/A | #N/A | #N/A | #N/A | #N/A | #N/A | #N/A | #N/A | #N/A | #N/A | #N/A | #N/A | #N/A | #N/A | #N/A | #N/A | #N/A | #N/A | #N/A | #N/A | #N/A | #N/A | #N/A | #N/A | #N/A | #N/A | #N/A | #N/A | #N/A | #N/A | #N/A | #N/A | #N/A | #N/A | #N/A | #N/A | #N/A | #N/A | #N/A | #N/A | #N/A | #N/A | #N/A | #N/A | #N/A | #N/A | #N/A | #N/A | #N/A | #N/A | #N/A | #N/A | #N/A | #N/A | #N/A | #N/A | #N/A
| #N/A | #N/A |  | #N/A | #N/A | #N/A |  | #N/A | #N/A | #N/A | #N/A | #N/A | 25 | #N/A | #N/A | #N/A | #N/A | #N/A | #N/A | #N/A | #N/A | #N/A |  |  | #N/A | #N/A | #N/A | #N/A | #N/A | #N/A | #N/A | #N/A | #N/A | #N/A | #N/A | #N/A | #N/A | #N/A | #N/A | #N/A | #N/A | #N/A | #N/A | #N/A | #N/A | #N/A | #N/A | #N/A | #N/A | #N/A | #N/A | #N/A | #N/A | #N/A | #N/A | #N/A | #N/A | #N/A | #N/A | #N/A | #N/A | #N/A | #N/A | #N/A | #N/A | #N/A | #N/A | #N/A | #N/A | #N/A | #N/A | #N/A | #N/A | #N/A | #N/A | #N/A | #N/A | #N/A | #N/A | #N/A | #N/A | #N/A
| #N/A | #N/A |  | #N/A | #N/A | #N/A |  | #N/A | #N/A | #N/A | #N/A | #N/A | 25 | #N/A | #N/A | #N/A | #N/A | #N/A | #N/A | #N/A | #N/A | #N/A |  |  | #N/A | #N/A | #N/A | #N/A | #N/A | #N/A | #N/A | #N/A | #N/A | #N/A | #N/A | #N/A | #N/A | #N/A | #N/A | #N/A | #N/A | #N/A | #N/A | #N/A | #N/A | #N/A | #N/A | #N/A | #N/A | #N/A | #N/A | #N/A | #N/A | #N/A | #N/A | #N/A | #N/A | #N/A | #N/A | #N/A | #N/A | #N/A | #N/A | #N/A | #N/A | #N/A | #N/A | #N/A | #N/A | #N/A | #N/A | #N/A | #N/A | #N/A | #N/A | #N/A | #N/A | #N/A | #N/A | #N/A | #N/A | #N/A
| #N/A | #N/A |  | #N/A | #N/A | #N/A |  | #N/A | #N/A | #N/A | #N/A | #N/A | 25 | #N/A | #N/A | #N/A | #N/A | #N/A | #N/A | #N/A | #N/A | #N/A |  |  | #N/A | #N/A | #N/A | #N/A | #N/A | #N/A | #N/A | #N/A | #N/A | #N/A | #N/A | #N/A | #N/A | #N/A | #N/A | #N/A | #N/A | #N/A | #N/A | #N/A | #N/A | #N/A | #N/A | #N/A | #N/A | #N/A | #N/A | #N/A | #N/A | #N/A | #N/A | #N/A | #N/A | #N/A | #N/A | #N/A | #N/A | #N/A | #N/A | #N/A | #N/A | #N/A | #N/A | #N/A | #N/A | #N/A | #N/A | #N/A | #N/A | #N/A | #N/A | #N/A | #N/A | #N/A | #N/A | #N/A | #N/A | #N/A
| #N/A | #N/A |  | #N/A | #N/A | #N/A |  | #N/A | #N/A | #N/A | #N/A | #N/A | 25 | #N/A | #N/A | #N/A | #N/A | #N/A | #N/A | #N/A | #N/A | #N/A |  |  | #N/A | #N/A | #N/A | #N/A | #N/A | #N/A | #N/A | #N/A | #N/A | #N/A | #N/A | #N/A | #N/A | #N/A | #N/A | #N/A | #N/A | #N/A | #N/A | #N/A | #N/A | #N/A | #N/A | #N/A | #N/A | #N/A | #N/A | #N/A | #N/A | #N/A | #N/A | #N/A | #N/A | #N/A | #N/A | #N/A | #N/A | #N/A | #N/A | #N/A | #N/A | #N/A | #N/A | #N/A | #N/A | #N/A | #N/A | #N/A | #N/A | #N/A | #N/A | #N/A | #N/A | #N/A | #N/A | #N/A | #N/A | #N/A
| #N/A | #N/A |  | #N/A | #N/A | #N/A |  | #N/A | #N/A | #N/A | #N/A | #N/A | 25 | #N/A | #N/A | #N/A | #N/A | #N/A | #N/A | #N/A | #N/A | #N/A |  |  | #N/A | #N/A | #N/A | #N/A | #N/A | #N/A | #N/A | #N/A | #N/A | #N/A | #N/A | #N/A | #N/A | #N/A | #N/A | #N/A | #N/A | #N/A | #N/A | #N/A | #N/A | #N/A | #N/A | #N/A | #N/A | #N/A | #N/A | #N/A | #N/A | #N/A | #N/A | #N/A | #N/A | #N/A | #N/A | #N/A | #N/A | #N/A | #N/A | #N/A | #N/A | #N/A | #N/A | #N/A | #N/A | #N/A | #N/A | #N/A | #N/A | #N/A | #N/A | #N/A | #N/A | #N/A | #N/A | #N/A | #N/A | #N/A
adds by 2 | #N/A | #N/A |  | #N/A | #N/A | #N/A |  | #N/A | #N/A | #N/A | #N/A | #N/A | 25 | #N/A | #N/A | #N/A | #N/A | #N/A | #N/A | #N/A | #N/A | #N/A |  |  | #N/A | #N/A | #N/A | #N/A | #N/A | #N/A | #N/A | #N/A | #N/A | #N/A | #N/A | #N/A | #N/A | #N/A | #N/A | #N/A | #N/A | #N/A | #N/A | #N/A | #N/A | #N/A | #N/A | #N/A | #N/A | #N/A | #N/A | #N/A | #N/A | #N/A | #N/A | #N/A | #N/A | #N/A | #N/A | #N/A | #N/A | #N/A | #N/A | #N/A | #N/A | #N/A | #N/A | #N/A | #N/A | #N/A | #N/A | #N/A | #N/A | #N/A | #N/A | #N/A | #N/A | #N/A | #N/A | #N/A | #N/A | #N/A
adds by 5 | #N/A | #N/A |  | #N/A | #N/A | #N/A |  | #N/A | #N/A | #N/A | #N/A | #N/A | 25 | #N/A | #N/A | #N/A | #N/A | #N/A | #N/A | #N/A | #N/A | #N/A |  |  | #N/A | #N/A | #N/A | #N/A | #N/A | #N/A | #N/A | #N/A | #N/A | #N/A | #N/A | #N/A | #N/A | #N/A | #N/A | #N/A | #N/A | #N/A | #N/A | #N/A | #N/A | #N/A | #N/A | #N/A | #N/A | #N/A | #N/A | #N/A | #N/A | #N/A | #N/A | #N/A | #N/A | #N/A | #N/A | #N/A | #N/A | #N/A | #N/A | #N/A | #N/A | #N/A | #N/A | #N/A | #N/A | #N/A | #N/A | #N/A | #N/A | #N/A | #N/A | #N/A | #N/A | #N/A | #N/A | #N/A | #N/A | #N/A
| #N/A | #N/A |  | #N/A | #N/A | #N/A |  | #N/A | #N/A | #N/A | #N/A | #N/A | 25 | #N/A | #N/A | #N/A | #N/A | #N/A | #N/A | #N/A | #N/A | #N/A |  |  | #N/A | #N/A | #N/A | #N/A | #N/A | #N/A | #N/A | #N/A | #N/A | #N/A | #N/A | #N/A | #N/A | #N/A | #N/A | #N/A | #N/A | #N/A | #N/A | #N/A | #N/A | #N/A | #N/A | #N/A | #N/A | #N/A | #N/A | #N/A | #N/A | #N/A | #N/A | #N/A | #N/A | #N/A | #N/A | #N/A | #N/A | #N/A | #N/A | #N/A | #N/A | #N/A | #N/A | #N/A | #N/A | #N/A | #N/A | #N/A | #N/A | #N/A | #N/A | #N/A | #N/A | #N/A | #N/A | #N/A | #N/A | #N/A
| #N/A | #N/A |  | #N/A | #N/A | #N/A |  | #N/A | #N/A | #N/A | #N/A | #N/A | 25 | #N/A | #N/A | #N/A | #N/A | #N/A | #N/A | #N/A | #N/A | #N/A |  |  | #N/A | #N/A | #N/A | #N/A | #N/A | #N/A | #N/A | #N/A | #N/A | #N/A | #N/A | #N/A | #N/A | #N/A | #N/A | #N/A | #N/A | #N/A | #N/A | #N/A | #N/A | #N/A | #N/A | #N/A | #N/A | #N/A | #N/A | #N/A | #N/A | #N/A | #N/A | #N/A | #N/A | #N/A | #N/A | #N/A | #N/A | #N/A | #N/A | #N/A | #N/A | #N/A | #N/A | #N/A | #N/A | #N/A | #N/A | #N/A | #N/A | #N/A | #N/A | #N/A | #N/A | #N/A | #N/A | #N/A | #N/A | #N/A
| #N/A | #N/A |  | #N/A | #N/A | #N/A |  | #N/A | #N/A | #N/A | #N/A | #N/A | 25 | #N/A | #N/A | #N/A | #N/A | #N/A | #N/A | #N/A | #N/A | #N/A |  |  | #N/A | #N/A | #N/A | #N/A | #N/A | #N/A | #N/A | #N/A | #N/A | #N/A | #N/A | #N/A | #N/A | #N/A | #N/A | #N/A | #N/A | #N/A | #N/A | #N/A | #N/A | #N/A | #N/A | #N/A | #N/A | #N/A | #N/A | #N/A | #N/A | #N/A | #N/A | #N/A | #N/A | #N/A | #N/A | #N/A | #N/A | #N/A | #N/A | #N/A | #N/A | #N/A | #N/A | #N/A | #N/A | #N/A | #N/A | #N/A | #N/A | #N/A | #N/A | #N/A | #N/A | #N/A | #N/A | #N/A | #N/A | #N/A
| #N/A | #N/A |  | #N/A | #N/A | #N/A |  | #N/A | #N/A | #N/A | #N/A | #N/A | 25 | #N/A | #N/A | #N/A | #N/A | #N/A | #N/A | #N/A | #N/A | #N/A |  |  | #N/A | #N/A | #N/A | #N/A | #N/A | #N/A | #N/A | #N/A | #N/A | #N/A | #N/A | #N/A | #N/A | #N/A | #N/A | #N/A | #N/A | #N/A | #N/A | #N/A | #N/A | #N/A | #N/A | #N/A | #N/A | #N/A | #N/A | #N/A | #N/A | #N/A | #N/A | #N/A | #N/A | #N/A | #N/A | #N/A | #N/A | #N/A | #N/A | #N/A | #N/A | #N/A | #N/A | #N/A | #N/A | #N/A | #N/A | #N/A | #N/A | #N/A | #N/A | #N/A | #N/A | #N/A | #N/A | #N/A | #N/A | #N/A
| #N/A | #N/A |  | #N/A | #N/A | #N/A |  | #N/A | #N/A | #N/A | #N/A | #N/A | 25 | #N/A | #N/A | #N/A | #N/A | #N/A | #N/A | #N/A | #N/A | #N/A |  |  | #N/A | #N/A | #N/A | #N/A | #N/A | #N/A | #N/A | #N/A | #N/A | #N/A | #N/A | #N/A | #N/A | #N/A | #N/A | #N/A | #N/A | #N/A | #N/A | #N/A | #N/A | #N/A | #N/A | #N/A | #N/A | #N/A | #N/A | #N/A | #N/A | #N/A | #N/A | #N/A | #N/A | #N/A | #N/A | #N/A | #N/A | #N/A | #N/A | #N/A | #N/A | #N/A | #N/A | #N/A | #N/A | #N/A | #N/A | #N/A | #N/A | #N/A | #N/A | #N/A | #N/A | #N/A | #N/A | #N/A | #N/A | #N/A
| #N/A | #N/A |  | #N/A | #N/A | #N/A |  | #N/A | #N/A | #N/A | #N/A | #N/A | 25 | #N/A | #N/A | #N/A | #N/A | #N/A | #N/A | #N/A | #N/A | #N/A |  |  | #N/A | #N/A | #N/A | #N/A | #N/A | #N/A | #N/A | #N/A | #N/A | #N/A | #N/A | #N/A | #N/A | #N/A | #N/A | #N/A | #N/A | #N/A | #N/A | #N/A | #N/A | #N/A | #N/A | #N/A | #N/A | #N/A | #N/A | #N/A | #N/A | #N/A | #N/A | #N/A | #N/A | #N/A | #N/A | #N/A | #N/A | #N/A | #N/A | #N/A | #N/A | #N/A | #N/A | #N/A | #N/A | #N/A | #N/A | #N/A | #N/A | #N/A | #N/A | #N/A | #N/A | #N/A | #N/A | #N/A | #N/A | #N/A
| #N/A | #N/A |  | #N/A | #N/A | #N/A |  | #N/A | #N/A | #N/A | #N/A | #N/A | 25 | #N/A | #N/A | #N/A | #N/A | #N/A | #N/A | #N/A | #N/A | #N/A |  |  | #N/A | #N/A | #N/A | #N/A | #N/A | #N/A | #N/A | #N/A | #N/A | #N/A | #N/A | #N/A | #N/A | #N/A | #N/A | #N/A | #N/A | #N/A | #N/A | #N/A | #N/A | #N/A | #N/A | #N/A | #N/A | #N/A | #N/A | #N/A | #N/A | #N/A | #N/A | #N/A | #N/A | #N/A | #N/A | #N/A | #N/A | #N/A | #N/A | #N/A | #N/A | #N/A | #N/A | #N/A | #N/A | #N/A | #N/A | #N/A | #N/A | #N/A | #N/A | #N/A | #N/A | #N/A | #N/A | #N/A | #N/A | #N/A
| #N/A | #N/A |  | #N/A | #N/A | #N/A |  | #N/A | #N/A | #N/A | #N/A | #N/A | 25 | #N/A | #N/A | #N/A | #N/A | #N/A | #N/A | #N/A | #N/A | #N/A |  |  | #N/A | #N/A | #N/A | #N/A | #N/A | #N/A | #N/A | #N/A | #N/A | #N/A | #N/A | #N/A | #N/A | #N/A | #N/A | #N/A | #N/A | #N/A | #N/A | #N/A | #N/A | #N/A | #N/A | #N/A | #N/A | #N/A | #N/A | #N/A | #N/A | #N/A | #N/A | #N/A | #N/A | #N/A | #N/A | #N/A | #N/A | #N/A | #N/A | #N/A | #N/A | #N/A | #N/A | #N/A | #N/A | #N/A | #N/A | #N/A | #N/A | #N/A | #N/A | #N/A | #N/A | #N/A | #N/A | #N/A | #N/A | #N/A
| #N/A | #N/A |  | #N/A | #N/A | #N/A |  | #N/A | #N/A | #N/A | #N/A | #N/A | 25 | #N/A | #N/A | #N/A | #N/A | #N/A | #N/A | #N/A | #N/A | #N/A |  |  | #N/A | #N/A | #N/A | #N/A | #N/A | #N/A | #N/A | #N/A | #N/A | #N/A | #N/A | #N/A | #N/A | #N/A | #N/A | #N/A | #N/A | #N/A | #N/A | #N/A | #N/A | #N/A | #N/A | #N/A | #N/A | #N/A | #N/A | #N/A | #N/A | #N/A | #N/A | #N/A | #N/A | #N/A | #N/A | #N/A | #N/A | #N/A | #N/A | #N/A | #N/A | #N/A | #N/A | #N/A | #N/A | #N/A | #N/A | #N/A | #N/A | #N/A | #N/A | #N/A | #N/A | #N/A | #N/A | #N/A | #N/A | #N/A
| #N/A | #N/A |  | #N/A | #N/A | #N/A |  | #N/A | #N/A | #N/A | #N/A | #N/A | 25 | #N/A | #N/A | #N/A | #N/A | #N/A | #N/A | #N/A | #N/A | #N/A |  |  | #N/A | #N/A | #N/A | #N/A | #N/A | #N/A | #N/A | #N/A | #N/A | #N/A | #N/A | #N/A | #N/A | #N/A | #N/A | #N/A | #N/A | #N/A | #N/A | #N/A | #N/A | #N/A | #N/A | #N/A | #N/A | #N/A | #N/A | #N/A | #N/A | #N/A | #N/A | #N/A | #N/A | #N/A | #N/A | #N/A | #N/A | #N/A | #N/A | #N/A | #N/A | #N/A | #N/A | #N/A | #N/A | #N/A | #N/A | #N/A | #N/A | #N/A | #N/A | #N/A | #N/A | #N/A | #N/A | #N/A | #N/A | #N/A
| #N/A | #N/A |  | #N/A | #N/A | #N/A |  | #N/A | #N/A | #N/A | #N/A | #N/A | 25 | #N/A | #N/A | #N/A | #N/A | #N/A | #N/A | #N/A | #N/A | #N/A |  |  | #N/A | #N/A | #N/A | #N/A | #N/A | #N/A | #N/A | #N/A | #N/A | #N/A | #N/A | #N/A | #N/A | #N/A | #N/A | #N/A | #N/A | #N/A | #N/A | #N/A | #N/A | #N/A | #N/A | #N/A | #N/A | #N/A | #N/A | #N/A | #N/A | #N/A | #N/A | #N/A | #N/A | #N/A | #N/A | #N/A | #N/A | #N/A | #N/A | #N/A | #N/A | #N/A | #N/A | #N/A | #N/A | #N/A | #N/A | #N/A | #N/A | #N/A | #N/A | #N/A | #N/A | #N/A | #N/A | #N/A | #N/A | #N/A
| #N/A | #N/A |  | #N/A | #N/A | #N/A |  | #N/A | #N/A | #N/A | #N/A | #N/A | 25 | #N/A | #N/A | #N/A | #N/A | #N/A | #N/A | #N/A | #N/A | #N/A |  |  | #N/A | #N/A | #N/A | #N/A | #N/A | #N/A | #N/A | #N/A | #N/A | #N/A | #N/A | #N/A | #N/A | #N/A | #N/A | #N/A | #N/A | #N/A | #N/A | #N/A | #N/A | #N/A | #N/A | #N/A | #N/A | #N/A | #N/A | #N/A | #N/A | #N/A | #N/A | #N/A | #N/A | #N/A | #N/A | #N/A | #N/A | #N/A | #N/A | #N/A | #N/A | #N/A | #N/A | #N/A | #N/A | #N/A | #N/A | #N/A | #N/A | #N/A | #N/A | #N/A | #N/A | #N/A | #N/A | #N/A | #N/A | #N/A
| #N/A | #N/A |  | #N/A | #N/A | #N/A |  | #N/A | #N/A | #N/A | #N/A | #N/A | 25 | #N/A | #N/A | #N/A | #N/A | #N/A | #N/A | #N/A | #N/A | #N/A |  |  | #N/A | #N/A | #N/A | #N/A | #N/A | #N/A | #N/A | #N/A | #N/A | #N/A | #N/A | #N/A | #N/A | #N/A | #N/A | #N/A | #N/A | #N/A | #N/A | #N/A | #N/A | #N/A | #N/A | #N/A | #N/A | #N/A | #N/A | #N/A | #N/A | #N/A | #N/A | #N/A | #N/A | #N/A | #N/A | #N/A | #N/A | #N/A | #N/A | #N/A | #N/A | #N/A | #N/A | #N/A | #N/A | #N/A | #N/A | #N/A | #N/A | #N/A | #N/A | #N/A | #N/A | #N/A | #N/A | #N/A | #N/A | #N/A
| #N/A | #N/A |  | #N/A | #N/A | #N/A |  | #N/A | #N/A | #N/A | #N/A | #N/A | 25 | #N/A | #N/A | #N/A | #N/A | #N/A | #N/A | #N/A | #N/A | #N/A |  |  | #N/A | #N/A | #N/A | #N/A | #N/A | #N/A | #N/A | #N/A | #N/A | #N/A | #N/A | #N/A | #N/A | #N/A | #N/A | #N/A | #N/A | #N/A | #N/A | #N/A | #N/A | #N/A | #N/A | #N/A | #N/A | #N/A | #N/A | #N/A | #N/A | #N/A | #N/A | #N/A | #N/A | #N/A | #N/A | #N/A | #N/A | #N/A | #N/A | #N/A | #N/A | #N/A | #N/A | #N/A | #N/A | #N/A | #N/A | #N/A | #N/A | #N/A | #N/A | #N/A | #N/A | #N/A | #N/A | #N/A | #N/A | #N/A
| #N/A | #N/A |  | #N/A | #N/A | #N/A |  | #N/A | #N/A | #N/A | #N/A | #N/A | 25 | #N/A | #N/A | #N/A | #N/A | #N/A | #N/A | #N/A | #N/A | #N/A |  |  | #N/A | #N/A | #N/A | #N/A | #N/A | #N/A | #N/A | #N/A | #N/A | #N/A | #N/A | #N/A | #N/A | #N/A | #N/A | #N/A | #N/A | #N/A | #N/A | #N/A | #N/A | #N/A | #N/A | #N/A | #N/A | #N/A | #N/A | #N/A | #N/A | #N/A | #N/A | #N/A | #N/A | #N/A | #N/A | #N/A | #N/A | #N/A | #N/A | #N/A | #N/A | #N/A | #N/A | #N/A | #N/A | #N/A | #N/A | #N/A | #N/A | #N/A | #N/A | #N/A | #N/A | #N/A | #N/A | #N/A | #N/A | #N/A
| #N/A | #N/A |  | #N/A | #N/A | #N/A |  | #N/A | #N/A | #N/A | #N/A | #N/A | 25 | #N/A | #N/A | #N/A | #N/A | #N/A | #N/A | #N/A | #N/A | #N/A |  |  | #N/A | #N/A | #N/A | #N/A | #N/A | #N/A | #N/A | #N/A | #N/A | #N/A | #N/A | #N/A | #N/A | #N/A | #N/A | #N/A | #N/A | #N/A | #N/A | #N/A | #N/A | #N/A | #N/A | #N/A | #N/A | #N/A | #N/A | #N/A | #N/A | #N/A | #N/A | #N/A | #N/A | #N/A | #N/A | #N/A | #N/A | #N/A | #N/A | #N/A | #N/A | #N/A | #N/A | #N/A | #N/A | #N/A | #N/A | #N/A | #N/A | #N/A | #N/A | #N/A | #N/A | #N/A | #N/A | #N/A | #N/A | #N/A
| #N/A | #N/A |  | #N/A | #N/A | #N/A |  | #N/A | #N/A | #N/A | #N/A | #N/A | 25 | #N/A | #N/A | #N/A | #N/A | #N/A | #N/A | #N/A | #N/A | #N/A |  |  | #N/A | #N/A | #N/A | #N/A | #N/A | #N/A | #N/A | #N/A | #N/A | #N/A | #N/A | #N/A | #N/A | #N/A | #N/A | #N/A | #N/A | #N/A | #N/A | #N/A | #N/A | #N/A | #N/A | #N/A | #N/A | #N/A | #N/A | #N/A | #N/A | #N/A | #N/A | #N/A | #N/A | #N/A | #N/A | #N/A | #N/A | #N/A | #N/A | #N/A | #N/A | #N/A | #N/A | #N/A | #N/A | #N/A | #N/A | #N/A | #N/A | #N/A | #N/A | #N/A | #N/A | #N/A | #N/A | #N/A | #N/A | #N/A
| #N/A | #N/A |  | #N/A | #N/A | #N/A |  | #N/A | #N/A | #N/A | #N/A | #N/A | 25 | #N/A | #N/A | #N/A | #N/A | #N/A | #N/A | #N/A | #N/A | #N/A |  |  | #N/A | #N/A | #N/A | #N/A | #N/A | #N/A | #N/A | #N/A | #N/A | #N/A | #N/A | #N/A | #N/A | #N/A | #N/A | #N/A | #N/A | #N/A | #N/A | #N/A | #N/A | #N/A | #N/A | #N/A | #N/A | #N/A | #N/A | #N/A | #N/A | #N/A | #N/A | #N/A | #N/A | #N/A | #N/A | #N/A | #N/A | #N/A | #N/A | #N/A | #N/A | #N/A | #N/A | #N/A | #N/A | #N/A | #N/A | #N/A | #N/A | #N/A | #N/A | #N/A | #N/A | #N/A | #N/A | #N/A | #N/A | #N/A
| #N/A | #N/A |  | #N/A | #N/A | #N/A |  | #N/A | #N/A | #N/A | #N/A | #N/A | 25 | #N/A | #N/A | #N/A | #N/A | #N/A | #N/A | #N/A | #N/A | #N/A |  |  | #N/A | #N/A | #N/A | #N/A | #N/A | #N/A | #N/A | #N/A | #N/A | #N/A | #N/A | #N/A | #N/A | #N/A | #N/A | #N/A | #N/A | #N/A | #N/A | #N/A | #N/A | #N/A | #N/A | #N/A | #N/A | #N/A | #N/A | #N/A | #N/A | #N/A | #N/A | #N/A | #N/A | #N/A | #N/A | #N/A | #N/A | #N/A | #N/A | #N/A | #N/A | #N/A | #N/A | #N/A | #N/A | #N/A | #N/A | #N/A | #N/A | #N/A | #N/A | #N/A | #N/A | #N/A | #N/A | #N/A | #N/A | #N/A
| #N/A | #N/A |  | #N/A | #N/A | #N/A |  | #N/A | #N/A | #N/A | #N/A | #N/A | 25 | #N/A | #N/A | #N/A | #N/A | #N/A | #N/A | #N/A | #N/A | #N/A |  |  | #N/A | #N/A | #N/A | #N/A | #N/A | #N/A | #N/A | #N/A | #N/A | #N/A | #N/A | #N/A | #N/A | #N/A | #N/A | #N/A | #N/A | #N/A | #N/A | #N/A | #N/A | #N/A | #N/A | #N/A | #N/A | #N/A | #N/A | #N/A | #N/A | #N/A | #N/A | #N/A | #N/A | #N/A | #N/A | #N/A | #N/A | #N/A | #N/A | #N/A | #N/A | #N/A | #N/A | #N/A | #N/A | #N/A | #N/A | #N/A | #N/A | #N/A | #N/A | #N/A | #N/A | #N/A | #N/A | #N/A | #N/A | #N/A
| #N/A | #N/A |  | #N/A | #N/A | #N/A |  | #N/A | #N/A | #N/A | #N/A | #N/A | 25 | #N/A | #N/A | #N/A | #N/A | #N/A | #N/A | #N/A | #N/A | #N/A |  |  | #N/A | #N/A | #N/A | #N/A | #N/A | #N/A | #N/A | #N/A | #N/A | #N/A | #N/A | #N/A | #N/A | #N/A | #N/A | #N/A | #N/A | #N/A | #N/A | #N/A | #N/A | #N/A | #N/A | #N/A | #N/A | #N/A | #N/A | #N/A | #N/A | #N/A | #N/A | #N/A | #N/A | #N/A | #N/A | #N/A | #N/A | #N/A | #N/A | #N/A | #N/A | #N/A | #N/A | #N/A | #N/A | #N/A | #N/A | #N/A | #N/A | #N/A | #N/A | #N/A | #N/A | #N/A | #N/A | #N/A | #N/A | #N/A
| #N/A | #N/A |  | #N/A | #N/A | #N/A |  | #N/A | #N/A | #N/A | #N/A | #N/A | 25 | #N/A | #N/A | #N/A | #N/A | #N/A | #N/A | #N/A | #N/A | #N/A |  |  | #N/A | #N/A | #N/A | #N/A | #N/A | #N/A | #N/A | #N/A | #N/A | #N/A | #N/A | #N/A | #N/A | #N/A | #N/A | #N/A | #N/A | #N/A | #N/A | #N/A | #N/A | #N/A | #N/A | #N/A | #N/A | #N/A | #N/A | #N/A | #N/A | #N/A | #N/A | #N/A | #N/A | #N/A | #N/A | #N/A | #N/A | #N/A | #N/A | #N/A | #N/A | #N/A | #N/A | #N/A | #N/A | #N/A | #N/A | #N/A | #N/A | #N/A | #N/A | #N/A | #N/A | #N/A | #N/A | #N/A | #N/A | #N/A
| #N/A | #N/A |  | #N/A | #N/A | #N/A |  | #N/A | #N/A | #N/A | #N/A | #N/A | 25 | #N/A | #N/A | #N/A | #N/A | #N/A | #N/A | #N/A | #N/A | #N/A |  |  | #N/A | #N/A | #N/A | #N/A | #N/A | #N/A | #N/A | #N/A | #N/A | #N/A | #N/A | #N/A | #N/A | #N/A | #N/A | #N/A | #N/A | #N/A | #N/A | #N/A | #N/A | #N/A | #N/A | #N/A | #N/A | #N/A | #N/A | #N/A | #N/A | #N/A | #N/A | #N/A | #N/A | #N/A | #N/A | #N/A | #N/A | #N/A | #N/A | #N/A | #N/A | #N/A | #N/A | #N/A | #N/A | #N/A | #N/A | #N/A | #N/A | #N/A | #N/A | #N/A | #N/A | #N/A | #N/A | #N/A | #N/A | #N/A
| #N/A | #N/A |  | #N/A | #N/A | #N/A |  | #N/A | #N/A | #N/A | #N/A | #N/A | 25 | #N/A | #N/A | #N/A | #N/A | #N/A | #N/A | #N/A | #N/A | #N/A |  |  | #N/A | #N/A | #N/A | #N/A | #N/A | #N/A | #N/A | #N/A | #N/A | #N/A | #N/A | #N/A | #N/A | #N/A | #N/A | #N/A | #N/A | #N/A | #N/A | #N/A | #N/A | #N/A | #N/A | #N/A | #N/A | #N/A | #N/A | #N/A | #N/A | #N/A | #N/A | #N/A | #N/A | #N/A | #N/A | #N/A | #N/A | #N/A | #N/A | #N/A | #N/A | #N/A | #N/A | #N/A | #N/A | #N/A | #N/A | #N/A | #N/A | #N/A | #N/A | #N/A | #N/A | #N/A | #N/A | #N/A | #N/A | #N/A
| #N/A | #N/A |  | #N/A | #N/A | #N/A |  | #N/A | #N/A | #N/A | #N/A | #N/A | 25 | #N/A | #N/A | #N/A | #N/A | #N/A | #N/A | #N/A | #N/A | #N/A |  |  | #N/A | #N/A | #N/A | #N/A | #N/A | #N/A | #N/A | #N/A | #N/A | #N/A | #N/A | #N/A | #N/A | #N/A | #N/A | #N/A | #N/A | #N/A | #N/A | #N/A | #N/A | #N/A | #N/A | #N/A | #N/A | #N/A | #N/A | #N/A | #N/A | #N/A | #N/A | #N/A | #N/A | #N/A | #N/A | #N/A | #N/A | #N/A | #N/A | #N/A | #N/A | #N/A | #N/A | #N/A | #N/A | #N/A | #N/A | #N/A | #N/A | #N/A | #N/A | #N/A | #N/A | #N/A | #N/A | #N/A | #N/A | #N/A
| #N/A | #N/A |  | #N/A | #N/A | #N/A |  | #N/A | #N/A | #N/A | #N/A | #N/A | 25 | #N/A | #N/A | #N/A | #N/A | #N/A | #N/A | #N/A | #N/A | #N/A |  |  | #N/A | #N/A | #N/A | #N/A | #N/A | #N/A | #N/A | #N/A | #N/A | #N/A | #N/A | #N/A | #N/A | #N/A | #N/A | #N/A | #N/A | #N/A | #N/A | #N/A | #N/A | #N/A | #N/A | #N/A | #N/A | #N/A | #N/A | #N/A | #N/A | #N/A | #N/A | #N/A | #N/A | #N/A | #N/A | #N/A | #N/A | #N/A | #N/A | #N/A | #N/A | #N/A | #N/A | #N/A | #N/A | #N/A | #N/A | #N/A | #N/A | #N/A | #N/A | #N/A | #N/A | #N/A | #N/A | #N/A | #N/A | #N/A
| #N/A | #N/A |  | #N/A | #N/A | #N/A |  | #N/A | #N/A | #N/A | #N/A | #N/A | 25 | #N/A | #N/A | #N/A | #N/A | #N/A | #N/A | #N/A | #N/A | #N/A |  |  | #N/A | #N/A | #N/A | #N/A | #N/A | #N/A | #N/A | #N/A | #N/A | #N/A | #N/A | #N/A | #N/A | #N/A | #N/A | #N/A | #N/A | #N/A | #N/A | #N/A | #N/A | #N/A | #N/A | #N/A | #N/A | #N/A | #N/A | #N/A | #N/A | #N/A | #N/A | #N/A | #N/A | #N/A | #N/A | #N/A | #N/A | #N/A | #N/A | #N/A | #N/A | #N/A | #N/A | #N/A | #N/A | #N/A | #N/A | #N/A | #N/A | #N/A | #N/A | #N/A | #N/A | #N/A | #N/A | #N/A | #N/A | #N/A
| #N/A | #N/A |  | #N/A | #N/A | #N/A |  | #N/A | #N/A | #N/A | #N/A | #N/A | 25 | #N/A | #N/A | #N/A | #N/A | #N/A | #N/A | #N/A | #N/A | #N/A |  |  | #N/A | #N/A | #N/A | #N/A | #N/A | #N/A | #N/A | #N/A | #N/A | #N/A | #N/A | #N/A | #N/A | #N/A | #N/A | #N/A | #N/A | #N/A | #N/A | #N/A | #N/A | #N/A | #N/A | #N/A | #N/A | #N/A | #N/A | #N/A | #N/A | #N/A | #N/A | #N/A | #N/A | #N/A | #N/A | #N/A | #N/A | #N/A | #N/A | #N/A | #N/A | #N/A | #N/A | #N/A | #N/A | #N/A | #N/A | #N/A | #N/A | #N/A | #N/A | #N/A | #N/A | #N/A | #N/A | #N/A | #N/A | #N/A
| #N/A | #N/A |  | #N/A | #N/A | #N/A |  | #N/A | #N/A | #N/A | #N/A | #N/A | 25 | #N/A | #N/A | #N/A | #N/A | #N/A | #N/A | #N/A | #N/A | #N/A |  |  | #N/A | #N/A | #N/A | #N/A | #N/A | #N/A | #N/A | #N/A | #N/A | #N/A | #N/A | #N/A | #N/A | #N/A | #N/A | #N/A | #N/A | #N/A | #N/A | #N/A | #N/A | #N/A | #N/A | #N/A | #N/A | #N/A | #N/A | #N/A | #N/A | #N/A | #N/A | #N/A | #N/A | #N/A | #N/A | #N/A | #N/A | #N/A | #N/A | #N/A | #N/A | #N/A | #N/A | #N/A | #N/A | #N/A | #N/A | #N/A | #N/A | #N/A | #N/A | #N/A | #N/A | #N/A | #N/A | #N/A | #N/A | #N/A
| #N/A | #N/A |  | #N/A | #N/A | #N/A |  | #N/A | #N/A | #N/A | #N/A | #N/A | 25 | #N/A | #N/A | #N/A | #N/A | #N/A | #N/A | #N/A | #N/A | #N/A |  |  | #N/A | #N/A | #N/A | #N/A | #N/A | #N/A | #N/A | #N/A | #N/A | #N/A | #N/A | #N/A | #N/A | #N/A | #N/A | #N/A | #N/A | #N/A | #N/A | #N/A | #N/A | #N/A | #N/A | #N/A | #N/A | #N/A | #N/A | #N/A | #N/A | #N/A | #N/A | #N/A | #N/A | #N/A | #N/A | #N/A | #N/A | #N/A | #N/A | #N/A | #N/A | #N/A | #N/A | #N/A | #N/A | #N/A | #N/A | #N/A | #N/A | #N/A | #N/A | #N/A | #N/A | #N/A | #N/A | #N/A | #N/A | #N/A
| #N/A | #N/A |  | #N/A | #N/A | #N/A |  | #N/A | #N/A | #N/A | #N/A | #N/A | 25 | #N/A | #N/A | #N/A | #N/A | #N/A | #N/A | #N/A | #N/A | #N/A |  |  | #N/A | #N/A | #N/A | #N/A | #N/A | #N/A | #N/A | #N/A | #N/A | #N/A | #N/A | #N/A | #N/A | #N/A | #N/A | #N/A | #N/A | #N/A | #N/A | #N/A | #N/A | #N/A | #N/A | #N/A | #N/A | #N/A | #N/A | #N/A | #N/A | #N/A | #N/A | #N/A | #N/A | #N/A | #N/A | #N/A | #N/A | #N/A | #N/A | #N/A | #N/A | #N/A | #N/A | #N/A | #N/A | #N/A | #N/A | #N/A | #N/A | #N/A | #N/A | #N/A | #N/A | #N/A | #N/A | #N/A | #N/A | #N/A
| #N/A | #N/A |  | #N/A | #N/A | #N/A |  | #N/A | #N/A | #N/A | #N/A | #N/A | 25 | #N/A | #N/A | #N/A | #N/A | #N/A | #N/A | #N/A | #N/A | #N/A |  |  | #N/A | #N/A | #N/A | #N/A | #N/A | #N/A | #N/A | #N/A | #N/A | #N/A | #N/A | #N/A | #N/A | #N/A | #N/A | #N/A | #N/A | #N/A | #N/A | #N/A | #N/A | #N/A | #N/A | #N/A | #N/A | #N/A | #N/A | #N/A | #N/A | #N/A | #N/A | #N/A | #N/A | #N/A | #N/A | #N/A | #N/A | #N/A | #N/A | #N/A | #N/A | #N/A | #N/A | #N/A | #N/A | #N/A | #N/A | #N/A | #N/A | #N/A | #N/A | #N/A | #N/A | #N/A | #N/A | #N/A | #N/A | #N/A
| #N/A | #N/A |  | #N/A | #N/A | #N/A |  | #N/A | #N/A | #N/A | #N/A | #N/A | 25 | #N/A | #N/A | #N/A | #N/A | #N/A | #N/A | #N/A | #N/A | #N/A |  |  | #N/A | #N/A | #N/A | #N/A | #N/A | #N/A | #N/A | #N/A | #N/A | #N/A | #N/A | #N/A | #N/A | #N/A | #N/A | #N/A | #N/A | #N/A | #N/A | #N/A | #N/A | #N/A | #N/A | #N/A | #N/A | #N/A | #N/A | #N/A | #N/A | #N/A | #N/A | #N/A | #N/A | #N/A | #N/A | #N/A | #N/A | #N/A | #N/A | #N/A | #N/A | #N/A | #N/A | #N/A | #N/A | #N/A | #N/A | #N/A | #N/A | #N/A | #N/A | #N/A | #N/A | #N/A | #N/A | #N/A | #N/A | #N/A
| #N/A | #N/A |  | #N/A | #N/A | #N/A |  | #N/A | #N/A | #N/A | #N/A | #N/A | 25 | #N/A | #N/A | #N/A | #N/A | #N/A | #N/A | #N/A | #N/A | #N/A |  |  | #N/A | #N/A | #N/A | #N/A | #N/A | #N/A | #N/A | #N/A | #N/A | #N/A | #N/A | #N/A | #N/A | #N/A | #N/A | #N/A | #N/A | #N/A | #N/A | #N/A | #N/A | #N/A | #N/A | #N/A | #N/A | #N/A | #N/A | #N/A | #N/A | #N/A | #N/A | #N/A | #N/A | #N/A | #N/A | #N/A | #N/A | #N/A | #N/A | #N/A | #N/A | #N/A | #N/A | #N/A | #N/A | #N/A | #N/A | #N/A | #N/A | #N/A | #N/A | #N/A | #N/A | #N/A | #N/A | #N/A | #N/A | #N/A
| #N/A | #N/A |  | #N/A | #N/A | #N/A |  | #N/A | #N/A | #N/A | #N/A | #N/A | 25 | #N/A | #N/A | #N/A | #N/A | #N/A | #N/A | #N/A | #N/A | #N/A |  |  | #N/A | #N/A | #N/A | #N/A | #N/A | #N/A | #N/A | #N/A | #N/A | #N/A | #N/A | #N/A | #N/A | #N/A | #N/A | #N/A | #N/A | #N/A | #N/A | #N/A | #N/A | #N/A | #N/A | #N/A | #N/A | #N/A | #N/A | #N/A | #N/A | #N/A | #N/A | #N/A | #N/A | #N/A | #N/A | #N/A | #N/A | #N/A | #N/A | #N/A | #N/A | #N/A | #N/A | #N/A | #N/A | #N/A | #N/A | #N/A | #N/A | #N/A | #N/A | #N/A | #N/A | #N/A | #N/A | #N/A | #N/A | #N/A
| #N/A | #N/A |  | #N/A | #N/A | #N/A |  | #N/A | #N/A | #N/A | #N/A | #N/A | 25 | #N/A | #N/A | #N/A | #N/A | #N/A | #N/A | #N/A | #N/A | #N/A |  |  | #N/A | #N/A | #N/A | #N/A | #N/A | #N/A | #N/A | #N/A | #N/A | #N/A | #N/A | #N/A | #N/A | #N/A | #N/A | #N/A | #N/A | #N/A | #N/A | #N/A | #N/A | #N/A | #N/A | #N/A | #N/A | #N/A | #N/A | #N/A | #N/A | #N/A | #N/A | #N/A | #N/A | #N/A | #N/A | #N/A | #N/A | #N/A | #N/A | #N/A | #N/A | #N/A | #N/A | #N/A | #N/A | #N/A | #N/A | #N/A | #N/A | #N/A | #N/A | #N/A | #N/A | #N/A | #N/A | #N/A | #N/A | #N/A
| #N/A | #N/A |  | #N/A | #N/A | #N/A |  | #N/A | #N/A | #N/A | #N/A | #N/A | 25 | #N/A | #N/A | #N/A | #N/A | #N/A | #N/A | #N/A | #N/A | #N/A |  |  | #N/A | #N/A | #N/A | #N/A | #N/A | #N/A | #N/A | #N/A | #N/A | #N/A | #N/A | #N/A | #N/A | #N/A | #N/A | #N/A | #N/A | #N/A | #N/A | #N/A | #N/A | #N/A | #N/A | #N/A | #N/A | #N/A | #N/A | #N/A | #N/A | #N/A | #N/A | #N/A | #N/A | #N/A | #N/A | #N/A | #N/A | #N/A | #N/A | #N/A | #N/A | #N/A | #N/A | #N/A | #N/A | #N/A | #N/A | #N/A | #N/A | #N/A | #N/A | #N/A | #N/A | #N/A | #N/A | #N/A | #N/A | #N/A
| #N/A | #N/A |  | #N/A | #N/A | #N/A |  | #N/A | #N/A | #N/A | #N/A | #N/A | 25 | #N/A | #N/A | #N/A | #N/A | #N/A | #N/A | #N/A | #N/A | #N/A |  |  | #N/A | #N/A | #N/A | #N/A | #N/A | #N/A | #N/A | #N/A | #N/A | #N/A | #N/A | #N/A | #N/A | #N/A | #N/A | #N/A | #N/A | #N/A | #N/A | #N/A | #N/A | #N/A | #N/A | #N/A | #N/A | #N/A | #N/A | #N/A | #N/A | #N/A | #N/A | #N/A | #N/A | #N/A | #N/A | #N/A | #N/A | #N/A | #N/A | #N/A | #N/A | #N/A | #N/A | #N/A | #N/A | #N/A | #N/A | #N/A | #N/A | #N/A | #N/A | #N/A | #N/A | #N/A | #N/A | #N/A | #N/A | #N/A
| #N/A | #N/A |  | #N/A | #N/A | #N/A |  | #N/A | #N/A | #N/A | #N/A | #N/A | 25 | #N/A | #N/A | #N/A | #N/A | #N/A | #N/A | #N/A | #N/A | #N/A |  |  | #N/A | #N/A | #N/A | #N/A | #N/A | #N/A | #N/A | #N/A | #N/A | #N/A | #N/A | #N/A | #N/A | #N/A | #N/A | #N/A | #N/A | #N/A | #N/A | #N/A | #N/A | #N/A | #N/A | #N/A | #N/A | #N/A | #N/A | #N/A | #N/A | #N/A | #N/A | #N/A | #N/A | #N/A | #N/A | #N/A | #N/A | #N/A | #N/A | #N/A | #N/A | #N/A | #N/A | #N/A | #N/A | #N/A | #N/A | #N/A | #N/A | #N/A | #N/A | #N/A | #N/A | #N/A | #N/A | #N/A | #N/A | #N/A
| #N/A | #N/A |  | #N/A | #N/A | #N/A |  | #N/A | #N/A | #N/A | #N/A | #N/A | 25 | #N/A | #N/A | #N/A | #N/A | #N/A | #N/A | #N/A | #N/A | #N/A |  |  | #N/A | #N/A | #N/A | #N/A | #N/A | #N/A | #N/A | #N/A | #N/A | #N/A | #N/A | #N/A | #N/A | #N/A | #N/A | #N/A | #N/A | #N/A | #N/A | #N/A | #N/A | #N/A | #N/A | #N/A | #N/A | #N/A | #N/A | #N/A | #N/A | #N/A | #N/A | #N/A | #N/A | #N/A | #N/A | #N/A | #N/A | #N/A | #N/A | #N/A | #N/A | #N/A | #N/A | #N/A | #N/A | #N/A | #N/A | #N/A | #N/A | #N/A | #N/A | #N/A | #N/A | #N/A | #N/A | #N/A | #N/A | #N/A
| #N/A | #N/A |  | #N/A | #N/A | #N/A |  | #N/A | #N/A | #N/A | #N/A | #N/A | 25 | #N/A | #N/A | #N/A | #N/A | #N/A | #N/A | #N/A | #N/A | #N/A |  |  | #N/A | #N/A | #N/A | #N/A | #N/A | #N/A | #N/A | #N/A | #N/A | #N/A | #N/A | #N/A | #N/A | #N/A | #N/A | #N/A | #N/A | #N/A | #N/A | #N/A | #N/A | #N/A | #N/A | #N/A | #N/A | #N/A | #N/A | #N/A | #N/A | #N/A | #N/A | #N/A | #N/A | #N/A | #N/A | #N/A | #N/A | #N/A | #N/A | #N/A | #N/A | #N/A | #N/A | #N/A | #N/A | #N/A | #N/A | #N/A | #N/A | #N/A | #N/A | #N/A | #N/A | #N/A | #N/A | #N/A | #N/A | #N/A
| #N/A | #N/A |  | #N/A | #N/A | #N/A |  | #N/A | #N/A | #N/A | #N/A | #N/A | 25 | #N/A | #N/A | #N/A | #N/A | #N/A | #N/A | #N/A | #N/A | #N/A |  |  | #N/A | #N/A | #N/A | #N/A | #N/A | #N/A | #N/A | #N/A | #N/A | #N/A | #N/A | #N/A | #N/A | #N/A | #N/A | #N/A | #N/A | #N/A | #N/A | #N/A | #N/A | #N/A | #N/A | #N/A | #N/A | #N/A | #N/A | #N/A | #N/A | #N/A | #N/A | #N/A | #N/A | #N/A | #N/A | #N/A | #N/A | #N/A | #N/A | #N/A | #N/A | #N/A | #N/A | #N/A | #N/A | #N/A | #N/A | #N/A | #N/A | #N/A | #N/A | #N/A | #N/A | #N/A | #N/A | #N/A | #N/A | #N/A
| #N/A | #N/A |  | #N/A | #N/A | #N/A |  | #N/A | #N/A | #N/A | #N/A | #N/A | 25 | #N/A | #N/A | #N/A | #N/A | #N/A | #N/A | #N/A | #N/A | #N/A |  |  | #N/A | #N/A | #N/A | #N/A | #N/A | #N/A | #N/A | #N/A | #N/A | #N/A | #N/A | #N/A | #N/A | #N/A | #N/A | #N/A | #N/A | #N/A | #N/A | #N/A | #N/A | #N/A | #N/A | #N/A | #N/A | #N/A | #N/A | #N/A | #N/A | #N/A | #N/A | #N/A | #N/A | #N/A | #N/A | #N/A | #N/A | #N/A | #N/A | #N/A | #N/A | #N/A | #N/A | #N/A | #N/A | #N/A | #N/A | #N/A | #N/A | #N/A | #N/A | #N/A | #N/A | #N/A | #N/A | #N/A | #N/A | #N/A
| #N/A | #N/A |  | #N/A | #N/A | #N/A |  | #N/A | #N/A | #N/A | #N/A | #N/A | 25 | #N/A | #N/A | #N/A | #N/A | #N/A | #N/A | #N/A | #N/A | #N/A |  |  | #N/A | #N/A | #N/A | #N/A | #N/A | #N/A | #N/A | #N/A | #N/A | #N/A | #N/A | #N/A | #N/A | #N/A | #N/A | #N/A | #N/A | #N/A | #N/A | #N/A | #N/A | #N/A | #N/A | #N/A | #N/A | #N/A | #N/A | #N/A | #N/A | #N/A | #N/A | #N/A | #N/A | #N/A | #N/A | #N/A | #N/A | #N/A | #N/A | #N/A | #N/A | #N/A | #N/A | #N/A | #N/A | #N/A | #N/A | #N/A | #N/A | #N/A | #N/A | #N/A | #N/A | #N/A | #N/A | #N/A | #N/A | #N/A
| #N/A | #N/A |  | #N/A | #N/A | #N/A |  | #N/A | #N/A | #N/A | #N/A | #N/A | 25 | #N/A | #N/A | #N/A | #N/A | #N/A | #N/A | #N/A | #N/A | #N/A |  |  | #N/A | #N/A | #N/A | #N/A | #N/A | #N/A | #N/A | #N/A | #N/A | #N/A | #N/A | #N/A | #N/A | #N/A | #N/A | #N/A | #N/A | #N/A | #N/A | #N/A | #N/A | #N/A | #N/A | #N/A | #N/A | #N/A | #N/A | #N/A | #N/A | #N/A | #N/A | #N/A | #N/A | #N/A | #N/A | #N/A | #N/A | #N/A | #N/A | #N/A | #N/A | #N/A | #N/A | #N/A | #N/A | #N/A | #N/A | #N/A | #N/A | #N/A | #N/A | #N/A | #N/A | #N/A | #N/A | #N/A | #N/A | #N/A
| #N/A | #N/A |  | #N/A | #N/A | #N/A |  | #N/A | #N/A | #N/A | #N/A | #N/A | 25 | #N/A | #N/A | #N/A | #N/A | #N/A | #N/A | #N/A | #N/A | #N/A |  |  | #N/A | #N/A | #N/A | #N/A | #N/A | #N/A | #N/A | #N/A | #N/A | #N/A | #N/A | #N/A | #N/A | #N/A | #N/A | #N/A | #N/A | #N/A | #N/A | #N/A | #N/A | #N/A | #N/A | #N/A | #N/A | #N/A | #N/A | #N/A | #N/A | #N/A | #N/A | #N/A | #N/A | #N/A | #N/A | #N/A | #N/A | #N/A | #N/A | #N/A | #N/A | #N/A | #N/A | #N/A | #N/A | #N/A | #N/A | #N/A | #N/A | #N/A | #N/A | #N/A | #N/A | #N/A | #N/A | #N/A | #N/A | #N/A
| #N/A | #N/A |  | #N/A | #N/A | #N/A |  | #N/A | #N/A | #N/A | #N/A | #N/A | 25 | #N/A | #N/A | #N/A | #N/A | #N/A | #N/A | #N/A | #N/A | #N/A |  |  | #N/A | #N/A | #N/A | #N/A | #N/A | #N/A | #N/A | #N/A | #N/A | #N/A | #N/A | #N/A | #N/A | #N/A | #N/A | #N/A | #N/A | #N/A | #N/A | #N/A | #N/A | #N/A | #N/A | #N/A | #N/A | #N/A | #N/A | #N/A | #N/A | #N/A | #N/A | #N/A | #N/A | #N/A | #N/A | #N/A | #N/A | #N/A | #N/A | #N/A | #N/A | #N/A | #N/A | #N/A | #N/A | #N/A | #N/A | #N/A | #N/A | #N/A | #N/A | #N/A | #N/A | #N/A | #N/A | #N/A | #N/A | #N/A
| #N/A | #N/A |  | #N/A | #N/A | #N/A |  | #N/A | #N/A | #N/A | #N/A | #N/A | 25 | #N/A | #N/A | #N/A | #N/A | #N/A | #N/A | #N/A | #N/A | #N/A |  |  | #N/A | #N/A | #N/A | #N/A | #N/A | #N/A | #N/A | #N/A | #N/A | #N/A | #N/A | #N/A | #N/A | #N/A | #N/A | #N/A | #N/A | #N/A | #N/A | #N/A | #N/A | #N/A | #N/A | #N/A | #N/A | #N/A | #N/A | #N/A | #N/A | #N/A | #N/A | #N/A | #N/A | #N/A | #N/A | #N/A | #N/A | #N/A | #N/A | #N/A | #N/A | #N/A | #N/A | #N/A | #N/A | #N/A | #N/A | #N/A | #N/A | #N/A | #N/A | #N/A | #N/A | #N/A | #N/A | #N/A | #N/A | #N/A
| #N/A | #N/A |  | #N/A | #N/A | #N/A |  | #N/A | #N/A | #N/A | #N/A | #N/A | 25 | #N/A | #N/A | #N/A | #N/A | #N/A | #N/A | #N/A | #N/A | #N/A |  |  | #N/A | #N/A | #N/A | #N/A | #N/A | #N/A | #N/A | #N/A | #N/A | #N/A | #N/A | #N/A | #N/A | #N/A | #N/A | #N/A | #N/A | #N/A | #N/A | #N/A | #N/A | #N/A | #N/A | #N/A | #N/A | #N/A | #N/A | #N/A | #N/A | #N/A | #N/A | #N/A | #N/A | #N/A | #N/A | #N/A | #N/A | #N/A | #N/A | #N/A | #N/A | #N/A | #N/A | #N/A | #N/A | #N/A | #N/A | #N/A | #N/A | #N/A | #N/A | #N/A | #N/A | #N/A | #N/A | #N/A | #N/A | #N/A
| #N/A | #N/A |  | #N/A | #N/A | #N/A |  | #N/A | #N/A | #N/A | #N/A | #N/A | 25 | #N/A | #N/A | #N/A | #N/A | #N/A | #N/A | #N/A | #N/A | #N/A |  |  | #N/A | #N/A | #N/A | #N/A | #N/A | #N/A | #N/A | #N/A | #N/A | #N/A | #N/A | #N/A | #N/A | #N/A | #N/A | #N/A | #N/A | #N/A | #N/A | #N/A | #N/A | #N/A | #N/A | #N/A | #N/A | #N/A | #N/A | #N/A | #N/A | #N/A | #N/A | #N/A | #N/A | #N/A | #N/A | #N/A | #N/A | #N/A | #N/A | #N/A | #N/A | #N/A | #N/A | #N/A | #N/A | #N/A | #N/A | #N/A | #N/A | #N/A | #N/A | #N/A | #N/A | #N/A | #N/A | #N/A | #N/A | #N/A
| #N/A | #N/A |  | #N/A | #N/A | #N/A |  | #N/A | #N/A | #N/A | #N/A | #N/A | 25 | #N/A | #N/A | #N/A | #N/A | #N/A | #N/A | #N/A | #N/A | #N/A |  |  | #N/A | #N/A | #N/A | #N/A | #N/A | #N/A | #N/A | #N/A | #N/A | #N/A | #N/A | #N/A | #N/A | #N/A | #N/A | #N/A | #N/A | #N/A | #N/A | #N/A | #N/A | #N/A | #N/A | #N/A | #N/A | #N/A | #N/A | #N/A | #N/A | #N/A | #N/A | #N/A | #N/A | #N/A | #N/A | #N/A | #N/A | #N/A | #N/A | #N/A | #N/A | #N/A | #N/A | #N/A | #N/A | #N/A | #N/A | #N/A | #N/A | #N/A | #N/A | #N/A | #N/A | #N/A | #N/A | #N/A | #N/A | #N/A
| #N/A | #N/A |  | #N/A | #N/A | #N/A |  | #N/A | #N/A | #N/A | #N/A | #N/A | 25 | #N/A | #N/A | #N/A | #N/A | #N/A | #N/A | #N/A | #N/A | #N/A |  |  | #N/A | #N/A | #N/A | #N/A | #N/A | #N/A | #N/A | #N/A | #N/A | #N/A | #N/A | #N/A | #N/A | #N/A | #N/A | #N/A | #N/A | #N/A | #N/A | #N/A | #N/A | #N/A | #N/A | #N/A | #N/A | #N/A | #N/A | #N/A | #N/A | #N/A | #N/A | #N/A | #N/A | #N/A | #N/A | #N/A | #N/A | #N/A | #N/A | #N/A | #N/A | #N/A | #N/A | #N/A | #N/A | #N/A | #N/A | #N/A | #N/A | #N/A | #N/A | #N/A | #N/A | #N/A | #N/A | #N/A | #N/A | #N/A
| #N/A | #N/A |  | #N/A | #N/A | #N/A |  | #N/A | #N/A | #N/A | #N/A | #N/A | 25 | #N/A | #N/A | #N/A | #N/A | #N/A | #N/A | #N/A | #N/A | #N/A |  |  | #N/A | #N/A | #N/A | #N/A | #N/A | #N/A | #N/A | #N/A | #N/A | #N/A | #N/A | #N/A | #N/A | #N/A | #N/A | #N/A | #N/A | #N/A | #N/A | #N/A | #N/A | #N/A | #N/A | #N/A | #N/A | #N/A | #N/A | #N/A | #N/A | #N/A | #N/A | #N/A | #N/A | #N/A | #N/A | #N/A | #N/A | #N/A | #N/A | #N/A | #N/A | #N/A | #N/A | #N/A | #N/A | #N/A | #N/A | #N/A | #N/A | #N/A | #N/A | #N/A | #N/A | #N/A | #N/A | #N/A | #N/A | #N/A
| #N/A | #N/A |  | #N/A | #N/A | #N/A |  | #N/A | #N/A | #N/A | #N/A | #N/A | 25 | #N/A | #N/A | #N/A | #N/A | #N/A | #N/A | #N/A | #N/A | #N/A |  |  | #N/A | #N/A | #N/A | #N/A | #N/A | #N/A | #N/A | #N/A | #N/A | #N/A | #N/A | #N/A | #N/A | #N/A | #N/A | #N/A | #N/A | #N/A | #N/A | #N/A | #N/A | #N/A | #N/A | #N/A | #N/A | #N/A | #N/A | #N/A | #N/A | #N/A | #N/A | #N/A | #N/A | #N/A | #N/A | #N/A | #N/A | #N/A | #N/A | #N/A | #N/A | #N/A | #N/A | #N/A | #N/A | #N/A | #N/A | #N/A | #N/A | #N/A | #N/A | #N/A | #N/A | #N/A | #N/A | #N/A | #N/A | #N/A
| #N/A | #N/A |  | #N/A | #N/A | #N/A |  | #N/A | #N/A | #N/A | #N/A | #N/A | 25 | #N/A | #N/A | #N/A | #N/A | #N/A | #N/A | #N/A | #N/A | #N/A |  |  | #N/A | #N/A | #N/A | #N/A | #N/A | #N/A | #N/A | #N/A | #N/A | #N/A | #N/A | #N/A | #N/A | #N/A | #N/A | #N/A | #N/A | #N/A | #N/A | #N/A | #N/A | #N/A | #N/A | #N/A | #N/A | #N/A | #N/A | #N/A | #N/A | #N/A | #N/A | #N/A | #N/A | #N/A | #N/A | #N/A | #N/A | #N/A | #N/A | #N/A | #N/A | #N/A | #N/A | #N/A | #N/A | #N/A | #N/A | #N/A | #N/A | #N/A | #N/A | #N/A | #N/A | #N/A | #N/A | #N/A | #N/A | #N/A
| #N/A | #N/A |  | #N/A | #N/A | #N/A |  | #N/A | #N/A | #N/A | #N/A | #N/A | 25 | #N/A | #N/A | #N/A | #N/A | #N/A | #N/A | #N/A | #N/A | #N/A |  |  | #N/A | #N/A | #N/A | #N/A | #N/A | #N/A | #N/A | #N/A | #N/A | #N/A | #N/A | #N/A | #N/A | #N/A | #N/A | #N/A | #N/A | #N/A | #N/A | #N/A | #N/A | #N/A | #N/A | #N/A | #N/A | #N/A | #N/A | #N/A | #N/A | #N/A | #N/A | #N/A | #N/A | #N/A | #N/A | #N/A | #N/A | #N/A | #N/A | #N/A | #N/A | #N/A | #N/A | #N/A | #N/A | #N/A | #N/A | #N/A | #N/A | #N/A | #N/A | #N/A | #N/A | #N/A | #N/A | #N/A | #N/A | #N/A
| #N/A | #N/A |  | #N/A | #N/A | #N/A |  | #N/A | #N/A | #N/A | #N/A | #N/A | 25 | #N/A | #N/A | #N/A | #N/A | #N/A | #N/A | #N/A | #N/A | #N/A |  |  | #N/A | #N/A | #N/A | #N/A | #N/A | #N/A | #N/A | #N/A | #N/A | #N/A | #N/A | #N/A | #N/A | #N/A | #N/A | #N/A | #N/A | #N/A | #N/A | #N/A | #N/A | #N/A | #N/A | #N/A | #N/A | #N/A | #N/A | #N/A | #N/A | #N/A | #N/A | #N/A | #N/A | #N/A | #N/A | #N/A | #N/A | #N/A | #N/A | #N/A | #N/A | #N/A | #N/A | #N/A | #N/A | #N/A | #N/A | #N/A | #N/A | #N/A | #N/A | #N/A | #N/A | #N/A | #N/A | #N/A | #N/A | #N/A
| #N/A | #N/A |  | #N/A | #N/A | #N/A |  | #N/A | #N/A | #N/A | #N/A | #N/A | 25 | #N/A | #N/A | #N/A | #N/A | #N/A | #N/A | #N/A | #N/A | #N/A |  |  | #N/A | #N/A | #N/A | #N/A | #N/A | #N/A | #N/A | #N/A | #N/A | #N/A | #N/A | #N/A | #N/A | #N/A | #N/A | #N/A | #N/A | #N/A | #N/A | #N/A | #N/A | #N/A | #N/A | #N/A | #N/A | #N/A | #N/A | #N/A | #N/A | #N/A | #N/A | #N/A | #N/A | #N/A | #N/A | #N/A | #N/A | #N/A | #N/A | #N/A | #N/A | #N/A | #N/A | #N/A | #N/A | #N/A | #N/A | #N/A | #N/A | #N/A | #N/A | #N/A | #N/A | #N/A | #N/A | #N/A | #N/A | #N/A
| #N/A | #N/A |  | #N/A | #N/A | #N/A |  | #N/A | #N/A | #N/A | #N/A | #N/A | 25 | #N/A | #N/A | #N/A | #N/A | #N/A | #N/A | #N/A | #N/A | #N/A |  |  | #N/A | #N/A | #N/A | #N/A | #N/A | #N/A | #N/A | #N/A | #N/A | #N/A | #N/A | #N/A | #N/A | #N/A | #N/A | #N/A | #N/A | #N/A | #N/A | #N/A | #N/A | #N/A | #N/A | #N/A | #N/A | #N/A | #N/A | #N/A | #N/A | #N/A | #N/A | #N/A | #N/A | #N/A | #N/A | #N/A | #N/A | #N/A | #N/A | #N/A | #N/A | #N/A | #N/A | #N/A | #N/A | #N/A | #N/A | #N/A | #N/A | #N/A | #N/A | #N/A | #N/A | #N/A | #N/A | #N/A | #N/A | #N/A
| #N/A | #N/A |  | #N/A | #N/A | #N/A |  | #N/A | #N/A | #N/A | #N/A | #N/A | 25 | #N/A | #N/A | #N/A | #N/A | #N/A | #N/A | #N/A | #N/A | #N/A |  |  | #N/A | #N/A | #N/A | #N/A | #N/A | #N/A | #N/A | #N/A | #N/A | #N/A | #N/A | #N/A | #N/A | #N/A | #N/A | #N/A | #N/A | #N/A | #N/A | #N/A | #N/A | #N/A | #N/A | #N/A | #N/A | #N/A | #N/A | #N/A | #N/A | #N/A | #N/A | #N/A | #N/A | #N/A | #N/A | #N/A | #N/A | #N/A | #N/A | #N/A | #N/A | #N/A | #N/A | #N/A | #N/A | #N/A | #N/A | #N/A | #N/A | #N/A | #N/A | #N/A | #N/A | #N/A | #N/A | #N/A | #N/A | #N/A
| #N/A | #N/A |  | #N/A | #N/A | #N/A |  | #N/A | #N/A | #N/A | #N/A | #N/A | 25 | #N/A | #N/A | #N/A | #N/A | #N/A | #N/A | #N/A | #N/A | #N/A |  |  | #N/A | #N/A | #N/A | #N/A | #N/A | #N/A | #N/A | #N/A | #N/A | #N/A | #N/A | #N/A | #N/A | #N/A | #N/A | #N/A | #N/A | #N/A | #N/A | #N/A | #N/A | #N/A | #N/A | #N/A | #N/A | #N/A | #N/A | #N/A | #N/A | #N/A | #N/A | #N/A | #N/A | #N/A | #N/A | #N/A | #N/A | #N/A | #N/A | #N/A | #N/A | #N/A | #N/A | #N/A | #N/A | #N/A | #N/A | #N/A | #N/A | #N/A | #N/A | #N/A | #N/A | #N/A | #N/A | #N/A | #N/A | #N/A
| #N/A | #N/A |  | #N/A | #N/A | #N/A |  | #N/A | #N/A | #N/A | #N/A | #N/A | 25 | #N/A | #N/A | #N/A | #N/A | #N/A | #N/A | #N/A | #N/A | #N/A |  |  | #N/A | #N/A | #N/A | #N/A | #N/A | #N/A | #N/A | #N/A | #N/A | #N/A | #N/A | #N/A | #N/A | #N/A | #N/A | #N/A | #N/A | #N/A | #N/A | #N/A | #N/A | #N/A | #N/A | #N/A | #N/A | #N/A | #N/A | #N/A | #N/A | #N/A | #N/A | #N/A | #N/A | #N/A | #N/A | #N/A | #N/A | #N/A | #N/A | #N/A | #N/A | #N/A | #N/A | #N/A | #N/A | #N/A | #N/A | #N/A | #N/A | #N/A | #N/A | #N/A | #N/A | #N/A | #N/A | #N/A | #N/A | #N/A
| #N/A | #N/A |  | #N/A | #N/A | #N/A |  | #N/A | #N/A | #N/A | #N/A | #N/A | 25 | #N/A | #N/A | #N/A | #N/A | #N/A | #N/A | #N/A | #N/A | #N/A |  |  | #N/A | #N/A | #N/A | #N/A | #N/A | #N/A | #N/A | #N/A | #N/A | #N/A | #N/A | #N/A | #N/A | #N/A | #N/A | #N/A | #N/A | #N/A | #N/A | #N/A | #N/A | #N/A | #N/A | #N/A | #N/A | #N/A | #N/A | #N/A | #N/A | #N/A | #N/A | #N/A | #N/A | #N/A | #N/A | #N/A | #N/A | #N/A | #N/A | #N/A | #N/A | #N/A | #N/A | #N/A | #N/A | #N/A | #N/A | #N/A | #N/A | #N/A | #N/A | #N/A | #N/A | #N/A | #N/A | #N/A | #N/A | #N/A
| #N/A | #N/A |  | #N/A | #N/A | #N/A |  | #N/A | #N/A | #N/A | #N/A | #N/A | 25 | #N/A | #N/A | #N/A | #N/A | #N/A | #N/A | #N/A | #N/A | #N/A |  |  | #N/A | #N/A | #N/A | #N/A | #N/A | #N/A | #N/A | #N/A | #N/A | #N/A | #N/A | #N/A | #N/A | #N/A | #N/A | #N/A | #N/A | #N/A | #N/A | #N/A | #N/A | #N/A | #N/A | #N/A | #N/A | #N/A | #N/A | #N/A | #N/A | #N/A | #N/A | #N/A | #N/A | #N/A | #N/A | #N/A | #N/A | #N/A | #N/A | #N/A | #N/A | #N/A | #N/A | #N/A | #N/A | #N/A | #N/A | #N/A | #N/A | #N/A | #N/A | #N/A | #N/A | #N/A | #N/A | #N/A | #N/A | #N/A
| #N/A | #N/A |  | #N/A | #N/A | #N/A |  | #N/A | #N/A | #N/A | #N/A | #N/A | 25 | #N/A | #N/A | #N/A | #N/A | #N/A | #N/A | #N/A | #N/A | #N/A |  |  | #N/A | #N/A | #N/A | #N/A | #N/A | #N/A | #N/A | #N/A | #N/A | #N/A | #N/A | #N/A | #N/A | #N/A | #N/A | #N/A | #N/A | #N/A | #N/A | #N/A | #N/A | #N/A | #N/A | #N/A | #N/A | #N/A | #N/A | #N/A | #N/A | #N/A | #N/A | #N/A | #N/A | #N/A | #N/A | #N/A | #N/A | #N/A | #N/A | #N/A | #N/A | #N/A | #N/A | #N/A | #N/A | #N/A | #N/A | #N/A | #N/A | #N/A | #N/A | #N/A | #N/A | #N/A | #N/A | #N/A | #N/A | #N/A
| #N/A | #N/A |  | #N/A | #N/A | #N/A |  | #N/A | #N/A | #N/A | #N/A | #N/A | 25 | #N/A | #N/A | #N/A | #N/A | #N/A | #N/A | #N/A | #N/A | #N/A |  |  | #N/A | #N/A | #N/A | #N/A | #N/A | #N/A | #N/A | #N/A | #N/A | #N/A | #N/A | #N/A | #N/A | #N/A | #N/A | #N/A | #N/A | #N/A | #N/A | #N/A | #N/A | #N/A | #N/A | #N/A | #N/A | #N/A | #N/A | #N/A | #N/A | #N/A | #N/A | #N/A | #N/A | #N/A | #N/A | #N/A | #N/A | #N/A | #N/A | #N/A | #N/A | #N/A | #N/A | #N/A | #N/A | #N/A | #N/A | #N/A | #N/A | #N/A | #N/A | #N/A | #N/A | #N/A | #N/A | #N/A | #N/A | #N/A
| #N/A | #N/A |  | #N/A | #N/A | #N/A |  | #N/A | #N/A | #N/A | #N/A | #N/A | 25 | #N/A | #N/A | #N/A | #N/A | #N/A | #N/A | #N/A | #N/A | #N/A |  |  | #N/A | #N/A | #N/A | #N/A | #N/A | #N/A | #N/A | #N/A | #N/A | #N/A | #N/A | #N/A | #N/A | #N/A | #N/A | #N/A | #N/A | #N/A | #N/A | #N/A | #N/A | #N/A | #N/A | #N/A | #N/A | #N/A | #N/A | #N/A | #N/A | #N/A | #N/A | #N/A | #N/A | #N/A | #N/A | #N/A | #N/A | #N/A | #N/A | #N/A | #N/A | #N/A | #N/A | #N/A | #N/A | #N/A | #N/A | #N/A | #N/A | #N/A | #N/A | #N/A | #N/A | #N/A | #N/A | #N/A | #N/A | #N/A
| #N/A | #N/A |  | #N/A | #N/A | #N/A |  | #N/A | #N/A | #N/A | #N/A | #N/A | 25 | #N/A | #N/A | #N/A | #N/A | #N/A | #N/A | #N/A | #N/A | #N/A |  |  | #N/A | #N/A | #N/A | #N/A | #N/A | #N/A | #N/A | #N/A | #N/A | #N/A | #N/A | #N/A | #N/A | #N/A | #N/A | #N/A | #N/A | #N/A | #N/A | #N/A | #N/A | #N/A | #N/A | #N/A | #N/A | #N/A | #N/A | #N/A | #N/A | #N/A | #N/A | #N/A | #N/A | #N/A | #N/A | #N/A | #N/A | #N/A | #N/A | #N/A | #N/A | #N/A | #N/A | #N/A | #N/A | #N/A | #N/A | #N/A | #N/A | #N/A | #N/A | #N/A | #N/A | #N/A | #N/A | #N/A | #N/A | #N/A
| #N/A | #N/A |  | #N/A | #N/A | #N/A |  | #N/A | #N/A | #N/A | #N/A | #N/A | 25 | #N/A | #N/A | #N/A | #N/A | #N/A | #N/A | #N/A | #N/A | #N/A |  |  | #N/A | #N/A | #N/A | #N/A | #N/A | #N/A | #N/A | #N/A | #N/A | #N/A | #N/A | #N/A | #N/A | #N/A | #N/A | #N/A | #N/A | #N/A | #N/A | #N/A | #N/A | #N/A | #N/A | #N/A | #N/A | #N/A | #N/A | #N/A | #N/A | #N/A | #N/A | #N/A | #N/A | #N/A | #N/A | #N/A | #N/A | #N/A | #N/A | #N/A | #N/A | #N/A | #N/A | #N/A | #N/A | #N/A | #N/A | #N/A | #N/A | #N/A | #N/A | #N/A | #N/A | #N/A | #N/A | #N/A | #N/A | #N/A
| #N/A | #N/A |  | #N/A | #N/A | #N/A |  | #N/A | #N/A | #N/A | #N/A | #N/A | 25 | #N/A | #N/A | #N/A | #N/A | #N/A | #N/A | #N/A | #N/A | #N/A |  |  | #N/A | #N/A | #N/A | #N/A | #N/A | #N/A | #N/A | #N/A | #N/A | #N/A | #N/A | #N/A | #N/A | #N/A | #N/A | #N/A | #N/A | #N/A | #N/A | #N/A | #N/A | #N/A | #N/A | #N/A | #N/A | #N/A | #N/A | #N/A | #N/A | #N/A | #N/A | #N/A | #N/A | #N/A | #N/A | #N/A | #N/A | #N/A | #N/A | #N/A | #N/A | #N/A | #N/A | #N/A | #N/A | #N/A | #N/A | #N/A | #N/A | #N/A | #N/A | #N/A | #N/A | #N/A | #N/A | #N/A | #N/A | #N/A
| #N/A | #N/A |  | #N/A | #N/A | #N/A |  | #N/A | #N/A | #N/A | #N/A | #N/A | 25 | #N/A | #N/A | #N/A | #N/A | #N/A | #N/A | #N/A | #N/A | #N/A |  |  | #N/A | #N/A | #N/A | #N/A | #N/A | #N/A | #N/A | #N/A | #N/A | #N/A | #N/A | #N/A | #N/A | #N/A | #N/A | #N/A | #N/A | #N/A | #N/A | #N/A | #N/A | #N/A | #N/A | #N/A | #N/A | #N/A | #N/A | #N/A | #N/A | #N/A | #N/A | #N/A | #N/A | #N/A | #N/A | #N/A | #N/A | #N/A | #N/A | #N/A | #N/A | #N/A | #N/A | #N/A | #N/A | #N/A | #N/A | #N/A | #N/A | #N/A | #N/A | #N/A | #N/A | #N/A | #N/A | #N/A | #N/A | #N/A
| #N/A | #N/A |  | #N/A | #N/A | #N/A |  | #N/A | #N/A | #N/A | #N/A | #N/A | 25 | #N/A | #N/A | #N/A | #N/A | #N/A | #N/A | #N/A | #N/A | #N/A |  |  | #N/A | #N/A | #N/A | #N/A | #N/A | #N/A | #N/A | #N/A | #N/A | #N/A | #N/A | #N/A | #N/A | #N/A | #N/A | #N/A | #N/A | #N/A | #N/A | #N/A | #N/A | #N/A | #N/A | #N/A | #N/A | #N/A | #N/A | #N/A | #N/A | #N/A | #N/A | #N/A | #N/A | #N/A | #N/A | #N/A | #N/A | #N/A | #N/A | #N/A | #N/A | #N/A | #N/A | #N/A | #N/A | #N/A | #N/A | #N/A | #N/A | #N/A | #N/A | #N/A | #N/A | #N/A | #N/A | #N/A | #N/A | #N/A
| #N/A | #N/A |  | #N/A | #N/A | #N/A |  | #N/A | #N/A | #N/A | #N/A | #N/A | 25 | #N/A | #N/A | #N/A | #N/A | #N/A | #N/A | #N/A | #N/A | #N/A |  |  | #N/A | #N/A | #N/A | #N/A | #N/A | #N/A | #N/A | #N/A | #N/A | #N/A | #N/A | #N/A | #N/A | #N/A | #N/A | #N/A | #N/A | #N/A | #N/A | #N/A | #N/A | #N/A | #N/A | #N/A | #N/A | #N/A | #N/A | #N/A | #N/A | #N/A | #N/A | #N/A | #N/A | #N/A | #N/A | #N/A | #N/A | #N/A | #N/A | #N/A | #N/A | #N/A | #N/A | #N/A | #N/A | #N/A | #N/A | #N/A | #N/A | #N/A | #N/A | #N/A | #N/A | #N/A | #N/A | #N/A | #N/A | #N/A
| #N/A | #N/A |  | #N/A | #N/A | #N/A |  | #N/A | #N/A | #N/A | #N/A | #N/A | 25 | #N/A | #N/A | #N/A | #N/A | #N/A | #N/A | #N/A | #N/A | #N/A |  |  | #N/A | #N/A | #N/A | #N/A | #N/A | #N/A | #N/A | #N/A | #N/A | #N/A | #N/A | #N/A | #N/A | #N/A | #N/A | #N/A | #N/A | #N/A | #N/A | #N/A | #N/A | #N/A | #N/A | #N/A | #N/A | #N/A | #N/A | #N/A | #N/A | #N/A | #N/A | #N/A | #N/A | #N/A | #N/A | #N/A | #N/A | #N/A | #N/A | #N/A | #N/A | #N/A | #N/A | #N/A | #N/A | #N/A | #N/A | #N/A | #N/A | #N/A | #N/A | #N/A | #N/A | #N/A | #N/A | #N/A | #N/A | #N/A
| #N/A | #N/A |  | #N/A | #N/A | #N/A |  | #N/A | #N/A | #N/A | #N/A | #N/A | 25 | #N/A | #N/A | #N/A | #N/A | #N/A | #N/A | #N/A | #N/A | #N/A |  |  | #N/A | #N/A | #N/A | #N/A | #N/A | #N/A | #N/A | #N/A | #N/A | #N/A | #N/A | #N/A | #N/A | #N/A | #N/A | #N/A | #N/A | #N/A | #N/A | #N/A | #N/A | #N/A | #N/A | #N/A | #N/A | #N/A | #N/A | #N/A | #N/A | #N/A | #N/A | #N/A | #N/A | #N/A | #N/A | #N/A | #N/A | #N/A | #N/A | #N/A | #N/A | #N/A | #N/A | #N/A | #N/A | #N/A | #N/A | #N/A | #N/A | #N/A | #N/A | #N/A | #N/A | #N/A | #N/A | #N/A | #N/A | #N/A
| #N/A | #N/A |  | #N/A | #N/A | #N/A |  | #N/A | #N/A | #N/A | #N/A | #N/A | 25 | #N/A | #N/A | #N/A | #N/A | #N/A | #N/A | #N/A | #N/A | #N/A |  |  | #N/A | #N/A | #N/A | #N/A | #N/A | #N/A | #N/A | #N/A | #N/A | #N/A | #N/A | #N/A | #N/A | #N/A | #N/A | #N/A | #N/A | #N/A | #N/A | #N/A | #N/A | #N/A | #N/A | #N/A | #N/A | #N/A | #N/A | #N/A | #N/A | #N/A | #N/A | #N/A | #N/A | #N/A | #N/A | #N/A | #N/A | #N/A | #N/A | #N/A | #N/A | #N/A | #N/A | #N/A | #N/A | #N/A | #N/A | #N/A | #N/A | #N/A | #N/A | #N/A | #N/A | #N/A | #N/A | #N/A | #N/A | #N/A
| #N/A | #N/A |  | #N/A | #N/A | #N/A |  | #N/A | #N/A | #N/A | #N/A | #N/A | 25 | #N/A | #N/A | #N/A | #N/A | #N/A | #N/A | #N/A | #N/A | #N/A |  |  | #N/A | #N/A | #N/A | #N/A | #N/A | #N/A | #N/A | #N/A | #N/A | #N/A | #N/A | #N/A | #N/A | #N/A | #N/A | #N/A | #N/A | #N/A | #N/A | #N/A | #N/A | #N/A | #N/A | #N/A | #N/A | #N/A | #N/A | #N/A | #N/A | #N/A | #N/A | #N/A | #N/A | #N/A | #N/A | #N/A | #N/A | #N/A | #N/A | #N/A | #N/A | #N/A | #N/A | #N/A | #N/A | #N/A | #N/A | #N/A | #N/A | #N/A | #N/A | #N/A | #N/A | #N/A | #N/A | #N/A | #N/A | #N/A
| #N/A | #N/A |  | #N/A | #N/A | #N/A |  | #N/A | #N/A | #N/A | #N/A | #N/A | 25 | #N/A | #N/A | #N/A | #N/A | #N/A | #N/A | #N/A | #N/A | #N/A |  |  | #N/A | #N/A | #N/A | #N/A | #N/A | #N/A | #N/A | #N/A | #N/A | #N/A | #N/A | #N/A | #N/A | #N/A | #N/A | #N/A | #N/A | #N/A | #N/A | #N/A | #N/A | #N/A | #N/A | #N/A | #N/A | #N/A | #N/A | #N/A | #N/A | #N/A | #N/A | #N/A | #N/A | #N/A | #N/A | #N/A | #N/A | #N/A | #N/A | #N/A | #N/A | #N/A | #N/A | #N/A | #N/A | #N/A | #N/A | #N/A | #N/A | #N/A | #N/A | #N/A | #N/A | #N/A | #N/A | #N/A | #N/A | #N/A
| #N/A | #N/A |  | #N/A | #N/A | #N/A |  | #N/A | #N/A | #N/A | #N/A | #N/A | 25 | #N/A | #N/A | #N/A | #N/A | #N/A | #N/A | #N/A | #N/A | #N/A |  |  | #N/A | #N/A | #N/A | #N/A | #N/A | #N/A | #N/A | #N/A | #N/A | #N/A | #N/A | #N/A | #N/A | #N/A | #N/A | #N/A | #N/A | #N/A | #N/A | #N/A | #N/A | #N/A | #N/A | #N/A | #N/A | #N/A | #N/A | #N/A | #N/A | #N/A | #N/A | #N/A | #N/A | #N/A | #N/A | #N/A | #N/A | #N/A | #N/A | #N/A | #N/A | #N/A | #N/A | #N/A | #N/A | #N/A | #N/A | #N/A | #N/A | #N/A | #N/A | #N/A | #N/A | #N/A | #N/A | #N/A | #N/A | #N/A
| #N/A | #N/A |  | #N/A | #N/A | #N/A |  | #N/A | #N/A | #N/A | #N/A | #N/A | 25 | #N/A | #N/A | #N/A | #N/A | #N/A | #N/A | #N/A | #N/A | #N/A |  |  | #N/A | #N/A | #N/A | #N/A | #N/A | #N/A | #N/A | #N/A | #N/A | #N/A | #N/A | #N/A | #N/A | #N/A | #N/A | #N/A | #N/A | #N/A | #N/A | #N/A | #N/A | #N/A | #N/A | #N/A | #N/A | #N/A | #N/A | #N/A | #N/A | #N/A | #N/A | #N/A | #N/A | #N/A | #N/A | #N/A | #N/A | #N/A | #N/A | #N/A | #N/A | #N/A | #N/A | #N/A | #N/A | #N/A | #N/A | #N/A | #N/A | #N/A | #N/A | #N/A | #N/A | #N/A | #N/A | #N/A | #N/A | #N/A
| #N/A | #N/A |  | #N/A | #N/A | #N/A |  | #N/A | #N/A | #N/A | #N/A | #N/A | 25 | #N/A | #N/A | #N/A | #N/A | #N/A | #N/A | #N/A | #N/A | #N/A |  |  | #N/A | #N/A | #N/A | #N/A | #N/A | #N/A | #N/A | #N/A | #N/A | #N/A | #N/A | #N/A | #N/A | #N/A | #N/A | #N/A | #N/A | #N/A | #N/A | #N/A | #N/A | #N/A | #N/A | #N/A | #N/A | #N/A | #N/A | #N/A | #N/A | #N/A | #N/A | #N/A | #N/A | #N/A | #N/A | #N/A | #N/A | #N/A | #N/A | #N/A | #N/A | #N/A | #N/A | #N/A | #N/A | #N/A | #N/A | #N/A | #N/A | #N/A | #N/A | #N/A | #N/A | #N/A | #N/A | #N/A | #N/A | #N/A
| #N/A | #N/A |  | #N/A | #N/A | #N/A |  | #N/A | #N/A | #N/A | #N/A | #N/A | 25 | #N/A | #N/A | #N/A | #N/A | #N/A | #N/A | #N/A | #N/A | #N/A |  |  | #N/A | #N/A | #N/A | #N/A | #N/A | #N/A | #N/A | #N/A | #N/A | #N/A | #N/A | #N/A | #N/A | #N/A | #N/A | #N/A | #N/A | #N/A | #N/A | #N/A | #N/A | #N/A | #N/A | #N/A | #N/A | #N/A | #N/A | #N/A | #N/A | #N/A | #N/A | #N/A | #N/A | #N/A | #N/A | #N/A | #N/A | #N/A | #N/A | #N/A | #N/A | #N/A | #N/A | #N/A | #N/A | #N/A | #N/A | #N/A | #N/A | #N/A | #N/A | #N/A | #N/A | #N/A | #N/A | #N/A | #N/A | #N/A
| #N/A | #N/A |  | #N/A | #N/A | #N/A |  | #N/A | #N/A | #N/A | #N/A | #N/A | 25 | #N/A | #N/A | #N/A | #N/A | #N/A | #N/A | #N/A | #N/A | #N/A |  |  | #N/A | #N/A | #N/A | #N/A | #N/A | #N/A | #N/A | #N/A | #N/A | #N/A | #N/A | #N/A | #N/A | #N/A | #N/A | #N/A | #N/A | #N/A | #N/A | #N/A | #N/A | #N/A | #N/A | #N/A | #N/A | #N/A | #N/A | #N/A | #N/A | #N/A | #N/A | #N/A | #N/A | #N/A | #N/A | #N/A | #N/A | #N/A | #N/A | #N/A | #N/A | #N/A | #N/A | #N/A | #N/A | #N/A | #N/A | #N/A | #N/A | #N/A | #N/A | #N/A | #N/A | #N/A | #N/A | #N/A | #N/A | #N/A
| #N/A | #N/A |  | #N/A | #N/A | #N/A |  | #N/A | #N/A | #N/A | #N/A | #N/A | 25 | #N/A | #N/A | #N/A | #N/A | #N/A | #N/A | #N/A | #N/A | #N/A |  |  | #N/A | #N/A | #N/A | #N/A | #N/A | #N/A | #N/A | #N/A | #N/A | #N/A | #N/A | #N/A | #N/A | #N/A | #N/A | #N/A | #N/A | #N/A | #N/A | #N/A | #N/A | #N/A | #N/A | #N/A | #N/A | #N/A | #N/A | #N/A | #N/A | #N/A | #N/A | #N/A | #N/A | #N/A | #N/A | #N/A | #N/A | #N/A | #N/A | #N/A | #N/A | #N/A | #N/A | #N/A | #N/A | #N/A | #N/A | #N/A | #N/A | #N/A | #N/A | #N/A | #N/A | #N/A | #N/A | #N/A | #N/A | #N/A
| #N/A | #N/A |  | #N/A | #N/A | #N/A |  | #N/A | #N/A | #N/A | #N/A | #N/A | 25 | #N/A | #N/A | #N/A | #N/A | #N/A | #N/A | #N/A | #N/A | #N/A |  |  | #N/A | #N/A | #N/A | #N/A | #N/A | #N/A | #N/A | #N/A | #N/A | #N/A | #N/A | #N/A | #N/A | #N/A | #N/A | #N/A | #N/A | #N/A | #N/A | #N/A | #N/A | #N/A | #N/A | #N/A | #N/A | #N/A | #N/A | #N/A | #N/A | #N/A | #N/A | #N/A | #N/A | #N/A | #N/A | #N/A | #N/A | #N/A | #N/A | #N/A | #N/A | #N/A | #N/A | #N/A | #N/A | #N/A | #N/A | #N/A | #N/A | #N/A | #N/A | #N/A | #N/A | #N/A | #N/A | #N/A | #N/A | #N/A
| #N/A | #N/A |  | #N/A | #N/A | #N/A |  | #N/A | #N/A | #N/A | #N/A | #N/A | 25 | #N/A | #N/A | #N/A | #N/A | #N/A | #N/A | #N/A | #N/A | #N/A |  |  | #N/A | #N/A | #N/A | #N/A | #N/A | #N/A | #N/A | #N/A | #N/A | #N/A | #N/A | #N/A | #N/A | #N/A | #N/A | #N/A | #N/A | #N/A | #N/A | #N/A | #N/A | #N/A | #N/A | #N/A | #N/A | #N/A | #N/A | #N/A | #N/A | #N/A | #N/A | #N/A | #N/A | #N/A | #N/A | #N/A | #N/A | #N/A | #N/A | #N/A | #N/A | #N/A | #N/A | #N/A | #N/A | #N/A | #N/A | #N/A | #N/A | #N/A | #N/A | #N/A | #N/A | #N/A | #N/A | #N/A | #N/A | #N/A
| #N/A | #N/A |  | #N/A | #N/A | #N/A |  | #N/A | #N/A | #N/A | #N/A | #N/A | 25 | #N/A | #N/A | #N/A | #N/A | #N/A | #N/A | #N/A | #N/A | #N/A |  |  | #N/A | #N/A | #N/A | #N/A | #N/A | #N/A | #N/A | #N/A | #N/A | #N/A | #N/A | #N/A | #N/A | #N/A | #N/A | #N/A | #N/A | #N/A | #N/A | #N/A | #N/A | #N/A | #N/A | #N/A | #N/A | #N/A | #N/A | #N/A | #N/A | #N/A | #N/A | #N/A | #N/A | #N/A | #N/A | #N/A | #N/A | #N/A | #N/A | #N/A | #N/A | #N/A | #N/A | #N/A | #N/A | #N/A | #N/A | #N/A | #N/A | #N/A | #N/A | #N/A | #N/A | #N/A | #N/A | #N/A | #N/A | #N/A
| #N/A | #N/A |  | #N/A | #N/A | #N/A |  | #N/A | #N/A | #N/A | #N/A | #N/A | 25 | #N/A | #N/A | #N/A | #N/A | #N/A | #N/A | #N/A | #N/A | #N/A |  |  | #N/A | #N/A | #N/A | #N/A | #N/A | #N/A | #N/A | #N/A | #N/A | #N/A | #N/A | #N/A | #N/A | #N/A | #N/A | #N/A | #N/A | #N/A | #N/A | #N/A | #N/A | #N/A | #N/A | #N/A | #N/A | #N/A | #N/A | #N/A | #N/A | #N/A | #N/A | #N/A | #N/A | #N/A | #N/A | #N/A | #N/A | #N/A | #N/A | #N/A | #N/A | #N/A | #N/A | #N/A | #N/A | #N/A | #N/A | #N/A | #N/A | #N/A | #N/A | #N/A | #N/A | #N/A | #N/A | #N/A | #N/A | #N/A
| #N/A | #N/A |  | #N/A | #N/A | #N/A |  | #N/A | #N/A | #N/A | #N/A | #N/A | 25 | #N/A | #N/A | #N/A | #N/A | #N/A | #N/A | #N/A | #N/A | #N/A |  |  | #N/A | #N/A | #N/A | #N/A | #N/A | #N/A | #N/A | #N/A | #N/A | #N/A | #N/A | #N/A | #N/A | #N/A | #N/A | #N/A | #N/A | #N/A | #N/A | #N/A | #N/A | #N/A | #N/A | #N/A | #N/A | #N/A | #N/A | #N/A | #N/A | #N/A | #N/A | #N/A | #N/A | #N/A | #N/A | #N/A | #N/A | #N/A | #N/A | #N/A | #N/A | #N/A | #N/A | #N/A | #N/A | #N/A | #N/A | #N/A | #N/A | #N/A | #N/A | #N/A | #N/A | #N/A | #N/A | #N/A | #N/A | #N/A
| #N/A | #N/A |  | #N/A | #N/A | #N/A |  | #N/A | #N/A | #N/A | #N/A | #N/A | 25 | #N/A | #N/A | #N/A | #N/A | #N/A | #N/A | #N/A | #N/A | #N/A |  |  | #N/A | #N/A | #N/A | #N/A | #N/A | #N/A | #N/A | #N/A | #N/A | #N/A | #N/A | #N/A | #N/A | #N/A | #N/A | #N/A | #N/A | #N/A | #N/A | #N/A | #N/A | #N/A | #N/A | #N/A | #N/A | #N/A | #N/A | #N/A | #N/A | #N/A | #N/A | #N/A | #N/A | #N/A | #N/A | #N/A | #N/A | #N/A | #N/A | #N/A | #N/A | #N/A | #N/A | #N/A | #N/A | #N/A | #N/A | #N/A | #N/A | #N/A | #N/A | #N/A | #N/A | #N/A | #N/A | #N/A | #N/A | #N/A
| #N/A | #N/A |  | #N/A | #N/A | #N/A |  | #N/A | #N/A | #N/A | #N/A | #N/A | 25 | #N/A | #N/A | #N/A | #N/A | #N/A | #N/A | #N/A | #N/A | #N/A |  |  | #N/A | #N/A | #N/A | #N/A | #N/A | #N/A | #N/A | #N/A | #N/A | #N/A | #N/A | #N/A | #N/A | #N/A | #N/A | #N/A | #N/A | #N/A | #N/A | #N/A | #N/A | #N/A | #N/A | #N/A | #N/A | #N/A | #N/A | #N/A | #N/A | #N/A | #N/A | #N/A | #N/A | #N/A | #N/A | #N/A | #N/A | #N/A | #N/A | #N/A | #N/A | #N/A | #N/A | #N/A | #N/A | #N/A | #N/A | #N/A | #N/A | #N/A | #N/A | #N/A | #N/A | #N/A | #N/A | #N/A | #N/A | #N/A
| #N/A | #N/A |  | #N/A | #N/A | #N/A |  | #N/A | #N/A | #N/A | #N/A | #N/A | 25 | #N/A | #N/A | #N/A | #N/A | #N/A | #N/A | #N/A | #N/A | #N/A |  |  | #N/A | #N/A | #N/A | #N/A | #N/A | #N/A | #N/A | #N/A | #N/A | #N/A | #N/A | #N/A | #N/A | #N/A | #N/A | #N/A | #N/A | #N/A | #N/A | #N/A | #N/A | #N/A | #N/A | #N/A | #N/A | #N/A | #N/A | #N/A | #N/A | #N/A | #N/A | #N/A | #N/A | #N/A | #N/A | #N/A | #N/A | #N/A | #N/A | #N/A | #N/A | #N/A | #N/A | #N/A | #N/A | #N/A | #N/A | #N/A | #N/A | #N/A | #N/A | #N/A | #N/A | #N/A | #N/A | #N/A | #N/A | #N/A
| #N/A | #N/A |  | #N/A | #N/A | #N/A |  | #N/A | #N/A | #N/A | #N/A | #N/A | 25 | #N/A | #N/A | #N/A | #N/A | #N/A | #N/A | #N/A | #N/A | #N/A |  |  | #N/A | #N/A | #N/A | #N/A | #N/A | #N/A | #N/A | #N/A | #N/A | #N/A | #N/A | #N/A | #N/A | #N/A | #N/A | #N/A | #N/A | #N/A | #N/A | #N/A | #N/A | #N/A | #N/A | #N/A | #N/A | #N/A | #N/A | #N/A | #N/A | #N/A | #N/A | #N/A | #N/A | #N/A | #N/A | #N/A | #N/A | #N/A | #N/A | #N/A | #N/A | #N/A | #N/A | #N/A | #N/A | #N/A | #N/A | #N/A | #N/A | #N/A | #N/A | #N/A | #N/A | #N/A | #N/A | #N/A | #N/A | #N/A
| #N/A | #N/A |  | #N/A | #N/A | #N/A |  | #N/A | #N/A | #N/A | #N/A | #N/A | 25 | #N/A | #N/A | #N/A | #N/A | #N/A | #N/A | #N/A | #N/A | #N/A |  |  | #N/A | #N/A | #N/A | #N/A | #N/A | #N/A | #N/A | #N/A | #N/A | #N/A | #N/A | #N/A | #N/A | #N/A | #N/A | #N/A | #N/A | #N/A | #N/A | #N/A | #N/A | #N/A | #N/A | #N/A | #N/A | #N/A | #N/A | #N/A | #N/A | #N/A | #N/A | #N/A | #N/A | #N/A | #N/A | #N/A | #N/A | #N/A | #N/A | #N/A | #N/A | #N/A | #N/A | #N/A | #N/A | #N/A | #N/A | #N/A | #N/A | #N/A | #N/A | #N/A | #N/A | #N/A | #N/A | #N/A | #N/A | #N/A
| #N/A | #N/A |  | #N/A | #N/A | #N/A |  | #N/A | #N/A | #N/A | #N/A | #N/A | 25 | #N/A | #N/A | #N/A | #N/A | #N/A | #N/A | #N/A | #N/A | #N/A |  |  | #N/A | #N/A | #N/A | #N/A | #N/A | #N/A | #N/A | #N/A | #N/A | #N/A | #N/A | #N/A | #N/A | #N/A | #N/A | #N/A | #N/A | #N/A | #N/A | #N/A | #N/A | #N/A | #N/A | #N/A | #N/A | #N/A | #N/A | #N/A | #N/A | #N/A | #N/A | #N/A | #N/A | #N/A | #N/A | #N/A | #N/A | #N/A | #N/A | #N/A | #N/A | #N/A | #N/A | #N/A | #N/A | #N/A | #N/A | #N/A | #N/A | #N/A | #N/A | #N/A | #N/A | #N/A | #N/A | #N/A | #N/A | #N/A
| #N/A | #N/A |  | #N/A | #N/A | #N/A |  | #N/A | #N/A | #N/A | #N/A | #N/A | 25 | #N/A | #N/A | #N/A | #N/A | #N/A | #N/A | #N/A | #N/A | #N/A |  |  | #N/A | #N/A | #N/A | #N/A | #N/A | #N/A | #N/A | #N/A | #N/A | #N/A | #N/A | #N/A | #N/A | #N/A | #N/A | #N/A | #N/A | #N/A | #N/A | #N/A | #N/A | #N/A | #N/A | #N/A | #N/A | #N/A | #N/A | #N/A | #N/A | #N/A | #N/A | #N/A | #N/A | #N/A | #N/A | #N/A | #N/A | #N/A | #N/A | #N/A | #N/A | #N/A | #N/A | #N/A | #N/A | #N/A | #N/A | #N/A | #N/A | #N/A | #N/A | #N/A | #N/A | #N/A | #N/A | #N/A | #N/A | #N/A
| #N/A | #N/A |  | #N/A | #N/A | #N/A |  | #N/A | #N/A | #N/A | #N/A | #N/A | 25 | #N/A | #N/A | #N/A | #N/A | #N/A | #N/A | #N/A | #N/A | #N/A |  |  | #N/A | #N/A | #N/A | #N/A | #N/A | #N/A | #N/A | #N/A | #N/A | #N/A | #N/A | #N/A | #N/A | #N/A | #N/A | #N/A | #N/A | #N/A | #N/A | #N/A | #N/A | #N/A | #N/A | #N/A | #N/A | #N/A | #N/A | #N/A | #N/A | #N/A | #N/A | #N/A | #N/A | #N/A | #N/A | #N/A | #N/A | #N/A | #N/A | #N/A | #N/A | #N/A | #N/A | #N/A | #N/A | #N/A | #N/A | #N/A | #N/A | #N/A | #N/A | #N/A | #N/A | #N/A | #N/A | #N/A | #N/A | #N/A
| #N/A | #N/A |  | #N/A | #N/A | #N/A |  | #N/A | #N/A | #N/A | #N/A | #N/A | 25 | #N/A | #N/A | #N/A | #N/A | #N/A | #N/A | #N/A | #N/A | #N/A |  |  | #N/A | #N/A | #N/A | #N/A | #N/A | #N/A | #N/A | #N/A | #N/A | #N/A | #N/A | #N/A | #N/A | #N/A | #N/A | #N/A | #N/A | #N/A | #N/A | #N/A | #N/A | #N/A | #N/A | #N/A | #N/A | #N/A | #N/A | #N/A | #N/A | #N/A | #N/A | #N/A | #N/A | #N/A | #N/A | #N/A | #N/A | #N/A | #N/A | #N/A | #N/A | #N/A | #N/A | #N/A | #N/A | #N/A | #N/A | #N/A | #N/A | #N/A | #N/A | #N/A | #N/A | #N/A | #N/A | #N/A | #N/A | #N/A
| #N/A | #N/A |  | #N/A | #N/A | #N/A |  | #N/A | #N/A | #N/A | #N/A | #N/A | 25 | #N/A | #N/A | #N/A | #N/A | #N/A | #N/A | #N/A | #N/A | #N/A |  |  | #N/A | #N/A | #N/A | #N/A | #N/A | #N/A | #N/A | #N/A | #N/A | #N/A | #N/A | #N/A | #N/A | #N/A | #N/A | #N/A | #N/A | #N/A | #N/A | #N/A | #N/A | #N/A | #N/A | #N/A | #N/A | #N/A | #N/A | #N/A | #N/A | #N/A | #N/A | #N/A | #N/A | #N/A | #N/A | #N/A | #N/A | #N/A | #N/A | #N/A | #N/A | #N/A | #N/A | #N/A | #N/A | #N/A | #N/A | #N/A | #N/A | #N/A | #N/A | #N/A | #N/A | #N/A | #N/A | #N/A | #N/A | #N/A
| #N/A | #N/A |  | #N/A | #N/A | #N/A |  | #N/A | #N/A | #N/A | #N/A | #N/A | 25 | #N/A | #N/A | #N/A | #N/A | #N/A | #N/A | #N/A | #N/A | #N/A |  |  | #N/A | #N/A | #N/A | #N/A | #N/A | #N/A | #N/A | #N/A | #N/A | #N/A | #N/A | #N/A | #N/A | #N/A | #N/A | #N/A | #N/A | #N/A | #N/A | #N/A | #N/A | #N/A | #N/A | #N/A | #N/A | #N/A | #N/A | #N/A | #N/A | #N/A | #N/A | #N/A | #N/A | #N/A | #N/A | #N/A | #N/A | #N/A | #N/A | #N/A | #N/A | #N/A | #N/A | #N/A | #N/A | #N/A | #N/A | #N/A | #N/A | #N/A | #N/A | #N/A | #N/A | #N/A | #N/A | #N/A | #N/A | #N/A
| #N/A | #N/A |  | #N/A | #N/A | #N/A |  | #N/A | #N/A | #N/A | #N/A | #N/A | 25 | #N/A | #N/A | #N/A | #N/A | #N/A | #N/A | #N/A | #N/A | #N/A |  |  | #N/A | #N/A | #N/A | #N/A | #N/A | #N/A | #N/A | #N/A | #N/A | #N/A | #N/A | #N/A | #N/A | #N/A | #N/A | #N/A | #N/A | #N/A | #N/A | #N/A | #N/A | #N/A | #N/A | #N/A | #N/A | #N/A | #N/A | #N/A | #N/A | #N/A | #N/A | #N/A | #N/A | #N/A | #N/A | #N/A | #N/A | #N/A | #N/A | #N/A | #N/A | #N/A | #N/A | #N/A | #N/A | #N/A | #N/A | #N/A | #N/A | #N/A | #N/A | #N/A | #N/A | #N/A | #N/A | #N/A | #N/A | #N/A
| #N/A | #N/A |  | #N/A | #N/A | #N/A |  | #N/A | #N/A | #N/A | #N/A | #N/A | 25 | #N/A | #N/A | #N/A | #N/A | #N/A | #N/A | #N/A | #N/A | #N/A |  |  | #N/A | #N/A | #N/A | #N/A | #N/A | #N/A | #N/A | #N/A | #N/A | #N/A | #N/A | #N/A | #N/A | #N/A | #N/A | #N/A | #N/A | #N/A | #N/A | #N/A | #N/A | #N/A | #N/A | #N/A | #N/A | #N/A | #N/A | #N/A | #N/A | #N/A | #N/A | #N/A | #N/A | #N/A | #N/A | #N/A | #N/A | #N/A | #N/A | #N/A | #N/A | #N/A | #N/A | #N/A | #N/A | #N/A | #N/A | #N/A | #N/A | #N/A | #N/A | #N/A | #N/A | #N/A | #N/A | #N/A | #N/A | #N/A
| #N/A | #N/A |  | #N/A | #N/A | #N/A |  | #N/A | #N/A | #N/A | #N/A | #N/A | 25 | #N/A | #N/A | #N/A | #N/A | #N/A | #N/A | #N/A | #N/A | #N/A |  |  | #N/A | #N/A | #N/A | #N/A | #N/A | #N/A | #N/A | #N/A | #N/A | #N/A | #N/A | #N/A | #N/A | #N/A | #N/A | #N/A | #N/A | #N/A | #N/A | #N/A | #N/A | #N/A | #N/A | #N/A | #N/A | #N/A | #N/A | #N/A | #N/A | #N/A | #N/A | #N/A | #N/A | #N/A | #N/A | #N/A | #N/A | #N/A | #N/A | #N/A | #N/A | #N/A | #N/A | #N/A | #N/A | #N/A | #N/A | #N/A | #N/A | #N/A | #N/A | #N/A | #N/A | #N/A | #N/A | #N/A | #N/A | #N/A
| #N/A | #N/A |  | #N/A | #N/A | #N/A |  | #N/A | #N/A | #N/A | #N/A | #N/A | 25 | #N/A | #N/A | #N/A | #N/A | #N/A | #N/A | #N/A | #N/A | #N/A |  |  | #N/A | #N/A | #N/A | #N/A | #N/A | #N/A | #N/A | #N/A | #N/A | #N/A | #N/A | #N/A | #N/A | #N/A | #N/A | #N/A | #N/A | #N/A | #N/A | #N/A | #N/A | #N/A | #N/A | #N/A | #N/A | #N/A | #N/A | #N/A | #N/A | #N/A | #N/A | #N/A | #N/A | #N/A | #N/A | #N/A | #N/A | #N/A | #N/A | #N/A | #N/A | #N/A | #N/A | #N/A | #N/A | #N/A | #N/A | #N/A | #N/A | #N/A | #N/A | #N/A | #N/A | #N/A | #N/A | #N/A | #N/A | #N/A
| #N/A | #N/A |  | #N/A | #N/A | #N/A |  | #N/A | #N/A | #N/A | #N/A | #N/A | 25 | #N/A | #N/A | #N/A | #N/A | #N/A | #N/A | #N/A | #N/A | #N/A |  |  | #N/A | #N/A | #N/A | #N/A | #N/A | #N/A | #N/A | #N/A | #N/A | #N/A | #N/A | #N/A | #N/A | #N/A | #N/A | #N/A | #N/A | #N/A | #N/A | #N/A | #N/A | #N/A | #N/A | #N/A | #N/A | #N/A | #N/A | #N/A | #N/A | #N/A | #N/A | #N/A | #N/A | #N/A | #N/A | #N/A | #N/A | #N/A | #N/A | #N/A | #N/A | #N/A | #N/A | #N/A | #N/A | #N/A | #N/A | #N/A | #N/A | #N/A | #N/A | #N/A | #N/A | #N/A | #N/A | #N/A | #N/A | #N/A
| #N/A | #N/A |  | #N/A | #N/A | #N/A |  | #N/A | #N/A | #N/A | #N/A | #N/A | 25 | #N/A | #N/A | #N/A | #N/A | #N/A | #N/A | #N/A | #N/A | #N/A |  |  | #N/A | #N/A | #N/A | #N/A | #N/A | #N/A | #N/A | #N/A | #N/A | #N/A | #N/A | #N/A | #N/A | #N/A | #N/A | #N/A | #N/A | #N/A | #N/A | #N/A | #N/A | #N/A | #N/A | #N/A | #N/A | #N/A | #N/A | #N/A | #N/A | #N/A | #N/A | #N/A | #N/A | #N/A | #N/A | #N/A | #N/A | #N/A | #N/A | #N/A | #N/A | #N/A | #N/A | #N/A | #N/A | #N/A | #N/A | #N/A | #N/A | #N/A | #N/A | #N/A | #N/A | #N/A | #N/A | #N/A | #N/A | #N/A
| #N/A | #N/A |  | #N/A | #N/A | #N/A |  | #N/A | #N/A | #N/A | #N/A | #N/A | 25 | #N/A | #N/A | #N/A | #N/A | #N/A | #N/A | #N/A | #N/A | #N/A |  |  | #N/A | #N/A | #N/A | #N/A | #N/A | #N/A | #N/A | #N/A | #N/A | #N/A | #N/A | #N/A | #N/A | #N/A | #N/A | #N/A | #N/A | #N/A | #N/A | #N/A | #N/A | #N/A | #N/A | #N/A | #N/A | #N/A | #N/A | #N/A | #N/A | #N/A | #N/A | #N/A | #N/A | #N/A | #N/A | #N/A | #N/A | #N/A | #N/A | #N/A | #N/A | #N/A | #N/A | #N/A | #N/A | #N/A | #N/A | #N/A | #N/A | #N/A | #N/A | #N/A | #N/A | #N/A | #N/A | #N/A | #N/A | #N/A
| #N/A | #N/A |  | #N/A | #N/A | #N/A |  | #N/A | #N/A | #N/A | #N/A | #N/A | 25 | #N/A | #N/A | #N/A | #N/A | #N/A | #N/A | #N/A | #N/A | #N/A |  |  | #N/A | #N/A | #N/A | #N/A | #N/A | #N/A | #N/A | #N/A | #N/A | #N/A | #N/A | #N/A | #N/A | #N/A | #N/A | #N/A | #N/A | #N/A | #N/A | #N/A | #N/A | #N/A | #N/A | #N/A | #N/A | #N/A | #N/A | #N/A | #N/A | #N/A | #N/A | #N/A | #N/A | #N/A | #N/A | #N/A | #N/A | #N/A | #N/A | #N/A | #N/A | #N/A | #N/A | #N/A | #N/A | #N/A | #N/A | #N/A | #N/A | #N/A | #N/A | #N/A | #N/A | #N/A | #N/A | #N/A | #N/A | #N/A
| #N/A | #N/A |  | #N/A | #N/A | #N/A |  | #N/A | #N/A | #N/A | #N/A | #N/A | 25 | #N/A | #N/A | #N/A | #N/A | #N/A | #N/A | #N/A | #N/A | #N/A |  |  | #N/A | #N/A | #N/A | #N/A | #N/A | #N/A | #N/A | #N/A | #N/A | #N/A | #N/A | #N/A | #N/A | #N/A | #N/A | #N/A | #N/A | #N/A | #N/A | #N/A | #N/A | #N/A | #N/A | #N/A | #N/A | #N/A | #N/A | #N/A | #N/A | #N/A | #N/A | #N/A | #N/A | #N/A | #N/A | #N/A | #N/A | #N/A | #N/A | #N/A | #N/A | #N/A | #N/A | #N/A | #N/A | #N/A | #N/A | #N/A | #N/A | #N/A | #N/A | #N/A | #N/A | #N/A | #N/A | #N/A | #N/A | #N/A
| #N/A | #N/A |  | #N/A | #N/A | #N/A |  | #N/A | #N/A | #N/A | #N/A | #N/A | 25 | #N/A | #N/A | #N/A | #N/A | #N/A | #N/A | #N/A | #N/A | #N/A |  |  | #N/A | #N/A | #N/A | #N/A | #N/A | #N/A | #N/A | #N/A | #N/A | #N/A | #N/A | #N/A | #N/A | #N/A | #N/A | #N/A | #N/A | #N/A | #N/A | #N/A | #N/A | #N/A | #N/A | #N/A | #N/A | #N/A | #N/A | #N/A | #N/A | #N/A | #N/A | #N/A | #N/A | #N/A | #N/A | #N/A | #N/A | #N/A | #N/A | #N/A | #N/A | #N/A | #N/A | #N/A | #N/A | #N/A | #N/A | #N/A | #N/A | #N/A | #N/A | #N/A | #N/A | #N/A | #N/A | #N/A | #N/A | #N/A
| #N/A | #N/A |  | #N/A | #N/A | #N/A |  | #N/A | #N/A | #N/A | #N/A | #N/A | 25 | #N/A | #N/A | #N/A | #N/A | #N/A | #N/A | #N/A | #N/A | #N/A |  |  | #N/A | #N/A | #N/A | #N/A | #N/A | #N/A | #N/A | #N/A | #N/A | #N/A | #N/A | #N/A | #N/A | #N/A | #N/A | #N/A | #N/A | #N/A | #N/A | #N/A | #N/A | #N/A | #N/A | #N/A | #N/A | #N/A | #N/A | #N/A | #N/A | #N/A | #N/A | #N/A | #N/A | #N/A | #N/A | #N/A | #N/A | #N/A | #N/A | #N/A | #N/A | #N/A | #N/A | #N/A | #N/A | #N/A | #N/A | #N/A | #N/A | #N/A | #N/A | #N/A | #N/A | #N/A | #N/A | #N/A | #N/A | #N/A
| #N/A | #N/A |  | #N/A | #N/A | #N/A |  | #N/A | #N/A | #N/A | #N/A | #N/A | 25 | #N/A | #N/A | #N/A | #N/A | #N/A | #N/A | #N/A | #N/A | #N/A |  |  | #N/A | #N/A | #N/A | #N/A | #N/A | #N/A | #N/A | #N/A | #N/A | #N/A | #N/A | #N/A | #N/A | #N/A | #N/A | #N/A | #N/A | #N/A | #N/A | #N/A | #N/A | #N/A | #N/A | #N/A | #N/A | #N/A | #N/A | #N/A | #N/A | #N/A | #N/A | #N/A | #N/A | #N/A | #N/A | #N/A | #N/A | #N/A | #N/A | #N/A | #N/A | #N/A | #N/A | #N/A | #N/A | #N/A | #N/A | #N/A | #N/A | #N/A | #N/A | #N/A | #N/A | #N/A | #N/A | #N/A | #N/A | #N/A
| #N/A | #N/A |  | #N/A | #N/A | #N/A |  | #N/A | #N/A | #N/A | #N/A | #N/A | 25 | #N/A | #N/A | #N/A | #N/A | #N/A | #N/A | #N/A | #N/A | #N/A |  |  | #N/A | #N/A | #N/A | #N/A | #N/A | #N/A | #N/A | #N/A | #N/A | #N/A | #N/A | #N/A | #N/A | #N/A | #N/A | #N/A | #N/A | #N/A | #N/A | #N/A | #N/A | #N/A | #N/A | #N/A | #N/A | #N/A | #N/A | #N/A | #N/A | #N/A | #N/A | #N/A | #N/A | #N/A | #N/A | #N/A | #N/A | #N/A | #N/A | #N/A | #N/A | #N/A | #N/A | #N/A | #N/A | #N/A | #N/A | #N/A | #N/A | #N/A | #N/A | #N/A | #N/A | #N/A | #N/A | #N/A | #N/A | #N/A
| #N/A | #N/A |  | #N/A | #N/A | #N/A |  | #N/A | #N/A | #N/A | #N/A | #N/A | 25 | #N/A | #N/A | #N/A | #N/A | #N/A | #N/A | #N/A | #N/A | #N/A |  |  | #N/A | #N/A | #N/A | #N/A | #N/A | #N/A | #N/A | #N/A | #N/A | #N/A | #N/A | #N/A | #N/A | #N/A | #N/A | #N/A | #N/A | #N/A | #N/A | #N/A | #N/A | #N/A | #N/A | #N/A | #N/A | #N/A | #N/A | #N/A | #N/A | #N/A | #N/A | #N/A | #N/A | #N/A | #N/A | #N/A | #N/A | #N/A | #N/A | #N/A | #N/A | #N/A | #N/A | #N/A | #N/A | #N/A | #N/A | #N/A | #N/A | #N/A | #N/A | #N/A | #N/A | #N/A | #N/A | #N/A | #N/A | #N/A
| #N/A | #N/A |  | #N/A | #N/A | #N/A |  | #N/A | #N/A | #N/A | #N/A | #N/A | 25 | #N/A | #N/A | #N/A | #N/A | #N/A | #N/A | #N/A | #N/A | #N/A |  |  | #N/A | #N/A | #N/A | #N/A | #N/A | #N/A | #N/A | #N/A | #N/A | #N/A | #N/A | #N/A | #N/A | #N/A | #N/A | #N/A | #N/A | #N/A | #N/A | #N/A | #N/A | #N/A | #N/A | #N/A | #N/A | #N/A | #N/A | #N/A | #N/A | #N/A | #N/A | #N/A | #N/A | #N/A | #N/A | #N/A | #N/A | #N/A | #N/A | #N/A | #N/A | #N/A | #N/A | #N/A | #N/A | #N/A | #N/A | #N/A | #N/A | #N/A | #N/A | #N/A | #N/A | #N/A | #N/A | #N/A | #N/A | #N/A
| #N/A | #N/A |  | #N/A | #N/A | #N/A |  | #N/A | #N/A | #N/A | #N/A | #N/A | 25 | #N/A | #N/A | #N/A | #N/A | #N/A | #N/A | #N/A | #N/A | #N/A |  |  | #N/A | #N/A | #N/A | #N/A | #N/A | #N/A | #N/A | #N/A | #N/A | #N/A | #N/A | #N/A | #N/A | #N/A | #N/A | #N/A | #N/A | #N/A | #N/A | #N/A | #N/A | #N/A | #N/A | #N/A | #N/A | #N/A | #N/A | #N/A | #N/A | #N/A | #N/A | #N/A | #N/A | #N/A | #N/A | #N/A | #N/A | #N/A | #N/A | #N/A | #N/A | #N/A | #N/A | #N/A | #N/A | #N/A | #N/A | #N/A | #N/A | #N/A | #N/A | #N/A | #N/A | #N/A | #N/A | #N/A | #N/A | #N/A
| #N/A | #N/A |  | #N/A | #N/A | #N/A |  | #N/A | #N/A | #N/A | #N/A | #N/A | 25 | #N/A | #N/A | #N/A | #N/A | #N/A | #N/A | #N/A | #N/A | #N/A |  |  | #N/A | #N/A | #N/A | #N/A | #N/A | #N/A | #N/A | #N/A | #N/A | #N/A | #N/A | #N/A | #N/A | #N/A | #N/A | #N/A | #N/A | #N/A | #N/A | #N/A | #N/A | #N/A | #N/A | #N/A | #N/A | #N/A | #N/A | #N/A | #N/A | #N/A | #N/A | #N/A | #N/A | #N/A | #N/A | #N/A | #N/A | #N/A | #N/A | #N/A | #N/A | #N/A | #N/A | #N/A | #N/A | #N/A | #N/A | #N/A | #N/A | #N/A | #N/A | #N/A | #N/A | #N/A | #N/A | #N/A | #N/A | #N/A
| #N/A | #N/A |  | #N/A | #N/A | #N/A |  | #N/A | #N/A | #N/A | #N/A | #N/A | 25 | #N/A | #N/A | #N/A | #N/A | #N/A | #N/A | #N/A | #N/A | #N/A |  |  | #N/A | #N/A | #N/A | #N/A | #N/A | #N/A | #N/A | #N/A | #N/A | #N/A | #N/A | #N/A | #N/A | #N/A | #N/A | #N/A | #N/A | #N/A | #N/A | #N/A | #N/A | #N/A | #N/A | #N/A | #N/A | #N/A | #N/A | #N/A | #N/A | #N/A | #N/A | #N/A | #N/A | #N/A | #N/A | #N/A | #N/A | #N/A | #N/A | #N/A | #N/A | #N/A | #N/A | #N/A | #N/A | #N/A | #N/A | #N/A | #N/A | #N/A | #N/A | #N/A | #N/A | #N/A | #N/A | #N/A | #N/A | #N/A
| #N/A | #N/A |  | #N/A | #N/A | #N/A |  | #N/A | #N/A | #N/A | #N/A | #N/A | 25 | #N/A | #N/A | #N/A | #N/A | #N/A | #N/A | #N/A | #N/A | #N/A |  |  | #N/A | #N/A | #N/A | #N/A | #N/A | #N/A | #N/A | #N/A | #N/A | #N/A | #N/A | #N/A | #N/A | #N/A | #N/A | #N/A | #N/A | #N/A | #N/A | #N/A | #N/A | #N/A | #N/A | #N/A | #N/A | #N/A | #N/A | #N/A | #N/A | #N/A | #N/A | #N/A | #N/A | #N/A | #N/A | #N/A | #N/A | #N/A | #N/A | #N/A | #N/A | #N/A | #N/A | #N/A | #N/A | #N/A | #N/A | #N/A | #N/A | #N/A | #N/A | #N/A | #N/A | #N/A | #N/A | #N/A | #N/A | #N/A
| #N/A | #N/A |  | #N/A | #N/A | #N/A |  | #N/A | #N/A | #N/A | #N/A | #N/A | 25 | #N/A | #N/A | #N/A | #N/A | #N/A | #N/A | #N/A | #N/A | #N/A |  |  | #N/A | #N/A | #N/A | #N/A | #N/A | #N/A | #N/A | #N/A | #N/A | #N/A | #N/A | #N/A | #N/A | #N/A | #N/A | #N/A | #N/A | #N/A | #N/A | #N/A | #N/A | #N/A | #N/A | #N/A | #N/A | #N/A | #N/A | #N/A | #N/A | #N/A | #N/A | #N/A | #N/A | #N/A | #N/A | #N/A | #N/A | #N/A | #N/A | #N/A | #N/A | #N/A | #N/A | #N/A | #N/A | #N/A | #N/A | #N/A | #N/A | #N/A | #N/A | #N/A | #N/A | #N/A | #N/A | #N/A | #N/A | #N/A
| #N/A | #N/A |  | #N/A | #N/A | #N/A |  | #N/A | #N/A | #N/A | #N/A | #N/A | 25 | #N/A | #N/A | #N/A | #N/A | #N/A | #N/A | #N/A | #N/A | #N/A |  |  | #N/A | #N/A | #N/A | #N/A | #N/A | #N/A | #N/A | #N/A | #N/A | #N/A | #N/A | #N/A | #N/A | #N/A | #N/A | #N/A | #N/A | #N/A | #N/A | #N/A | #N/A | #N/A | #N/A | #N/A | #N/A | #N/A | #N/A | #N/A | #N/A | #N/A | #N/A | #N/A | #N/A | #N/A | #N/A | #N/A | #N/A | #N/A | #N/A | #N/A | #N/A | #N/A | #N/A | #N/A | #N/A | #N/A | #N/A | #N/A | #N/A | #N/A | #N/A | #N/A | #N/A | #N/A | #N/A | #N/A | #N/A | #N/A
| #N/A | #N/A |  | #N/A | #N/A | #N/A |  | #N/A | #N/A | #N/A | #N/A | #N/A | 25 | #N/A | #N/A | #N/A | #N/A | #N/A | #N/A | #N/A | #N/A | #N/A |  |  | #N/A | #N/A | #N/A | #N/A | #N/A | #N/A | #N/A | #N/A | #N/A | #N/A | #N/A | #N/A | #N/A | #N/A | #N/A | #N/A | #N/A | #N/A | #N/A | #N/A | #N/A | #N/A | #N/A | #N/A | #N/A | #N/A | #N/A | #N/A | #N/A | #N/A | #N/A | #N/A | #N/A | #N/A | #N/A | #N/A | #N/A | #N/A | #N/A | #N/A | #N/A | #N/A | #N/A | #N/A | #N/A | #N/A | #N/A | #N/A | #N/A | #N/A | #N/A | #N/A | #N/A | #N/A | #N/A | #N/A | #N/A | #N/A
| #N/A | #N/A |  | #N/A | #N/A | #N/A |  | #N/A | #N/A | #N/A | #N/A | #N/A | 25 | #N/A | #N/A | #N/A | #N/A | #N/A | #N/A | #N/A | #N/A | #N/A |  |  | #N/A | #N/A | #N/A | #N/A | #N/A | #N/A | #N/A | #N/A | #N/A | #N/A | #N/A | #N/A | #N/A | #N/A | #N/A | #N/A | #N/A | #N/A | #N/A | #N/A | #N/A | #N/A | #N/A | #N/A | #N/A | #N/A | #N/A | #N/A | #N/A | #N/A | #N/A | #N/A | #N/A | #N/A | #N/A | #N/A | #N/A | #N/A | #N/A | #N/A | #N/A | #N/A | #N/A | #N/A | #N/A | #N/A | #N/A | #N/A | #N/A | #N/A | #N/A | #N/A | #N/A | #N/A | #N/A | #N/A | #N/A | #N/A
| #N/A | #N/A |  | #N/A | #N/A | #N/A |  | #N/A | #N/A | #N/A | #N/A | #N/A | 25 | #N/A | #N/A | #N/A | #N/A | #N/A | #N/A | #N/A | #N/A | #N/A |  |  | #N/A | #N/A | #N/A | #N/A | #N/A | #N/A | #N/A | #N/A | #N/A | #N/A | #N/A | #N/A | #N/A | #N/A | #N/A | #N/A | #N/A | #N/A | #N/A | #N/A | #N/A | #N/A | #N/A | #N/A | #N/A | #N/A | #N/A | #N/A | #N/A | #N/A | #N/A | #N/A | #N/A | #N/A | #N/A | #N/A | #N/A | #N/A | #N/A | #N/A | #N/A | #N/A | #N/A | #N/A | #N/A | #N/A | #N/A | #N/A | #N/A | #N/A | #N/A | #N/A | #N/A | #N/A | #N/A | #N/A | #N/A | #N/A
| #N/A | #N/A |  | #N/A | #N/A | #N/A |  | #N/A | #N/A | #N/A | #N/A | #N/A | 25 | #N/A | #N/A | #N/A | #N/A | #N/A | #N/A | #N/A | #N/A | #N/A |  |  | #N/A | #N/A | #N/A | #N/A | #N/A | #N/A | #N/A | #N/A | #N/A | #N/A | #N/A | #N/A | #N/A | #N/A | #N/A | #N/A | #N/A | #N/A | #N/A | #N/A | #N/A | #N/A | #N/A | #N/A | #N/A | #N/A | #N/A | #N/A | #N/A | #N/A | #N/A | #N/A | #N/A | #N/A | #N/A | #N/A | #N/A | #N/A | #N/A | #N/A | #N/A | #N/A | #N/A | #N/A | #N/A | #N/A | #N/A | #N/A | #N/A | #N/A | #N/A | #N/A | #N/A | #N/A | #N/A | #N/A | #N/A | #N/A
| #N/A | #N/A |  | #N/A | #N/A | #N/A |  | #N/A | #N/A | #N/A | #N/A | #N/A | 25 | #N/A | #N/A | #N/A | #N/A | #N/A | #N/A | #N/A | #N/A | #N/A |  |  | #N/A | #N/A | #N/A | #N/A | #N/A | #N/A | #N/A | #N/A | #N/A | #N/A | #N/A | #N/A | #N/A | #N/A | #N/A | #N/A | #N/A | #N/A | #N/A | #N/A | #N/A | #N/A | #N/A | #N/A | #N/A | #N/A | #N/A | #N/A | #N/A | #N/A | #N/A | #N/A | #N/A | #N/A | #N/A | #N/A | #N/A | #N/A | #N/A | #N/A | #N/A | #N/A | #N/A | #N/A | #N/A | #N/A | #N/A | #N/A | #N/A | #N/A | #N/A | #N/A | #N/A | #N/A | #N/A | #N/A | #N/A | #N/A
| #N/A | #N/A |  | #N/A | #N/A | #N/A |  | #N/A | #N/A | #N/A | #N/A | #N/A | 25 | #N/A | #N/A | #N/A | #N/A | #N/A | #N/A | #N/A | #N/A | #N/A |  |  | #N/A | #N/A | #N/A | #N/A | #N/A | #N/A | #N/A | #N/A | #N/A | #N/A | #N/A | #N/A | #N/A | #N/A | #N/A | #N/A | #N/A | #N/A | #N/A | #N/A | #N/A | #N/A | #N/A | #N/A | #N/A | #N/A | #N/A | #N/A | #N/A | #N/A | #N/A | #N/A | #N/A | #N/A | #N/A | #N/A | #N/A | #N/A | #N/A | #N/A | #N/A | #N/A | #N/A | #N/A | #N/A | #N/A | #N/A | #N/A | #N/A | #N/A | #N/A | #N/A | #N/A | #N/A | #N/A | #N/A | #N/A | #N/A
| #N/A | #N/A |  | #N/A | #N/A | #N/A |  | #N/A | #N/A | #N/A | #N/A | #N/A | 25 | #N/A | #N/A | #N/A | #N/A | #N/A | #N/A | #N/A | #N/A | #N/A |  |  | #N/A | #N/A | #N/A | #N/A | #N/A | #N/A | #N/A | #N/A | #N/A | #N/A | #N/A | #N/A | #N/A | #N/A | #N/A | #N/A | #N/A | #N/A | #N/A | #N/A | #N/A | #N/A | #N/A | #N/A | #N/A | #N/A | #N/A | #N/A | #N/A | #N/A | #N/A | #N/A | #N/A | #N/A | #N/A | #N/A | #N/A | #N/A | #N/A | #N/A | #N/A | #N/A | #N/A | #N/A | #N/A | #N/A | #N/A | #N/A | #N/A | #N/A | #N/A | #N/A | #N/A | #N/A | #N/A | #N/A | #N/A | #N/A
| #N/A | #N/A |  | #N/A | #N/A | #N/A |  | #N/A | #N/A | #N/A | #N/A | #N/A | 25 | #N/A | #N/A | #N/A | #N/A | #N/A | #N/A | #N/A | #N/A | #N/A |  |  | #N/A | #N/A | #N/A | #N/A | #N/A | #N/A | #N/A | #N/A | #N/A | #N/A | #N/A | #N/A | #N/A | #N/A | #N/A | #N/A | #N/A | #N/A | #N/A | #N/A | #N/A | #N/A | #N/A | #N/A | #N/A | #N/A | #N/A | #N/A | #N/A | #N/A | #N/A | #N/A | #N/A | #N/A | #N/A | #N/A | #N/A | #N/A | #N/A | #N/A | #N/A | #N/A | #N/A | #N/A | #N/A | #N/A | #N/A | #N/A | #N/A | #N/A | #N/A | #N/A | #N/A | #N/A | #N/A | #N/A | #N/A | #N/A
| #N/A | #N/A |  | #N/A | #N/A | #N/A |  | #N/A | #N/A | #N/A | #N/A | #N/A | 25 | #N/A | #N/A | #N/A | #N/A | #N/A | #N/A | #N/A | #N/A | #N/A |  |  | #N/A | #N/A | #N/A | #N/A | #N/A | #N/A | #N/A | #N/A | #N/A | #N/A | #N/A | #N/A | #N/A | #N/A | #N/A | #N/A | #N/A | #N/A | #N/A | #N/A | #N/A | #N/A | #N/A | #N/A | #N/A | #N/A | #N/A | #N/A | #N/A | #N/A | #N/A | #N/A | #N/A | #N/A | #N/A | #N/A | #N/A | #N/A | #N/A | #N/A | #N/A | #N/A | #N/A | #N/A | #N/A | #N/A | #N/A | #N/A | #N/A | #N/A | #N/A | #N/A | #N/A | #N/A | #N/A | #N/A | #N/A | #N/A
| #N/A | #N/A |  | #N/A | #N/A | #N/A |  | #N/A | #N/A | #N/A | #N/A | #N/A | 25 | #N/A | #N/A | #N/A | #N/A | #N/A | #N/A | #N/A | #N/A | #N/A |  |  | #N/A | #N/A | #N/A | #N/A | #N/A | #N/A | #N/A | #N/A | #N/A | #N/A | #N/A | #N/A | #N/A | #N/A | #N/A | #N/A | #N/A | #N/A | #N/A | #N/A | #N/A | #N/A | #N/A | #N/A | #N/A | #N/A | #N/A | #N/A | #N/A | #N/A | #N/A | #N/A | #N/A | #N/A | #N/A | #N/A | #N/A | #N/A | #N/A | #N/A | #N/A | #N/A | #N/A | #N/A | #N/A | #N/A | #N/A | #N/A | #N/A | #N/A | #N/A | #N/A | #N/A | #N/A | #N/A | #N/A | #N/A | #N/A
| #N/A | #N/A |  | #N/A | #N/A | #N/A |  | #N/A | #N/A | #N/A | #N/A | #N/A | 25 | #N/A | #N/A | #N/A | #N/A | #N/A | #N/A | #N/A | #N/A | #N/A |  |  | #N/A | #N/A | #N/A | #N/A | #N/A | #N/A | #N/A | #N/A | #N/A | #N/A | #N/A | #N/A | #N/A | #N/A | #N/A | #N/A | #N/A | #N/A | #N/A | #N/A | #N/A | #N/A | #N/A | #N/A | #N/A | #N/A | #N/A | #N/A | #N/A | #N/A | #N/A | #N/A | #N/A | #N/A | #N/A | #N/A | #N/A | #N/A | #N/A | #N/A | #N/A | #N/A | #N/A | #N/A | #N/A | #N/A | #N/A | #N/A | #N/A | #N/A | #N/A | #N/A | #N/A | #N/A | #N/A | #N/A | #N/A | #N/A
| #N/A | #N/A |  | #N/A | #N/A | #N/A |  | #N/A | #N/A | #N/A | #N/A | #N/A | 25 | #N/A | #N/A | #N/A | #N/A | #N/A | #N/A | #N/A | #N/A | #N/A |  |  | #N/A | #N/A | #N/A | #N/A | #N/A | #N/A | #N/A | #N/A | #N/A | #N/A | #N/A | #N/A | #N/A | #N/A | #N/A | #N/A | #N/A | #N/A | #N/A | #N/A | #N/A | #N/A | #N/A | #N/A | #N/A | #N/A | #N/A | #N/A | #N/A | #N/A | #N/A | #N/A | #N/A | #N/A | #N/A | #N/A | #N/A | #N/A | #N/A | #N/A | #N/A | #N/A | #N/A | #N/A | #N/A | #N/A | #N/A | #N/A | #N/A | #N/A | #N/A | #N/A | #N/A | #N/A | #N/A | #N/A | #N/A | #N/A
| #N/A | #N/A |  | #N/A | #N/A | #N/A |  | #N/A | #N/A | #N/A | #N/A | #N/A | 25 | #N/A | #N/A | #N/A | #N/A | #N/A | #N/A | #N/A | #N/A | #N/A |  |  | #N/A | #N/A | #N/A | #N/A | #N/A | #N/A | #N/A | #N/A | #N/A | #N/A | #N/A | #N/A | #N/A | #N/A | #N/A | #N/A | #N/A | #N/A | #N/A | #N/A | #N/A | #N/A | #N/A | #N/A | #N/A | #N/A | #N/A | #N/A | #N/A | #N/A | #N/A | #N/A | #N/A | #N/A | #N/A | #N/A | #N/A | #N/A | #N/A | #N/A | #N/A | #N/A | #N/A | #N/A | #N/A | #N/A | #N/A | #N/A | #N/A | #N/A | #N/A | #N/A | #N/A | #N/A | #N/A | #N/A | #N/A | #N/A
| #N/A | #N/A |  | #N/A | #N/A | #N/A |  | #N/A | #N/A | #N/A | #N/A | #N/A | 25 | #N/A | #N/A | #N/A | #N/A | #N/A | #N/A | #N/A | #N/A | #N/A |  |  | #N/A | #N/A | #N/A | #N/A | #N/A | #N/A | #N/A | #N/A | #N/A | #N/A | #N/A | #N/A | #N/A | #N/A | #N/A | #N/A | #N/A | #N/A | #N/A | #N/A | #N/A | #N/A | #N/A | #N/A | #N/A | #N/A | #N/A | #N/A | #N/A | #N/A | #N/A | #N/A | #N/A | #N/A | #N/A | #N/A | #N/A | #N/A | #N/A | #N/A | #N/A | #N/A | #N/A | #N/A | #N/A | #N/A | #N/A | #N/A | #N/A | #N/A | #N/A | #N/A | #N/A | #N/A | #N/A | #N/A | #N/A | #N/A
| #N/A | #N/A |  | #N/A | #N/A | #N/A |  | #N/A | #N/A | #N/A | #N/A | #N/A | 25 | #N/A | #N/A | #N/A | #N/A | #N/A | #N/A | #N/A | #N/A | #N/A |  |  | #N/A | #N/A | #N/A | #N/A | #N/A | #N/A | #N/A | #N/A | #N/A | #N/A | #N/A | #N/A | #N/A | #N/A | #N/A | #N/A | #N/A | #N/A | #N/A | #N/A | #N/A | #N/A | #N/A | #N/A | #N/A | #N/A | #N/A | #N/A | #N/A | #N/A | #N/A | #N/A | #N/A | #N/A | #N/A | #N/A | #N/A | #N/A | #N/A | #N/A | #N/A | #N/A | #N/A | #N/A | #N/A | #N/A | #N/A | #N/A | #N/A | #N/A | #N/A | #N/A | #N/A | #N/A | #N/A | #N/A | #N/A | #N/A
| #N/A | #N/A |  | #N/A | #N/A | #N/A |  | #N/A | #N/A | #N/A | #N/A | #N/A | 25 | #N/A | #N/A | #N/A | #N/A | #N/A | #N/A | #N/A | #N/A | #N/A |  |  | #N/A | #N/A | #N/A | #N/A | #N/A | #N/A | #N/A | #N/A | #N/A | #N/A | #N/A | #N/A | #N/A | #N/A | #N/A | #N/A | #N/A | #N/A | #N/A | #N/A | #N/A | #N/A | #N/A | #N/A | #N/A | #N/A | #N/A | #N/A | #N/A | #N/A | #N/A | #N/A | #N/A | #N/A | #N/A | #N/A | #N/A | #N/A | #N/A | #N/A | #N/A | #N/A | #N/A | #N/A | #N/A | #N/A | #N/A | #N/A | #N/A | #N/A | #N/A | #N/A | #N/A | #N/A | #N/A | #N/A | #N/A | #N/A
| #N/A | #N/A |  | #N/A | #N/A | #N/A |  | #N/A | #N/A | #N/A | #N/A | #N/A | 25 | #N/A | #N/A | #N/A | #N/A | #N/A | #N/A | #N/A | #N/A | #N/A |  |  | #N/A | #N/A | #N/A | #N/A | #N/A | #N/A | #N/A | #N/A | #N/A | #N/A | #N/A | #N/A | #N/A | #N/A | #N/A | #N/A | #N/A | #N/A | #N/A | #N/A | #N/A | #N/A | #N/A | #N/A | #N/A | #N/A | #N/A | #N/A | #N/A | #N/A | #N/A | #N/A | #N/A | #N/A | #N/A | #N/A | #N/A | #N/A | #N/A | #N/A | #N/A | #N/A | #N/A | #N/A | #N/A | #N/A | #N/A | #N/A | #N/A | #N/A | #N/A | #N/A | #N/A | #N/A | #N/A | #N/A | #N/A | #N/A
| #N/A | #N/A |  | #N/A | #N/A | #N/A |  | #N/A | #N/A | #N/A | #N/A | #N/A | 25 | #N/A | #N/A | #N/A | #N/A | #N/A | #N/A | #N/A | #N/A | #N/A |  |  | #N/A | #N/A | #N/A | #N/A | #N/A | #N/A | #N/A | #N/A | #N/A | #N/A | #N/A | #N/A | #N/A | #N/A | #N/A | #N/A | #N/A | #N/A | #N/A | #N/A | #N/A | #N/A | #N/A | #N/A | #N/A | #N/A | #N/A | #N/A | #N/A | #N/A | #N/A | #N/A | #N/A | #N/A | #N/A | #N/A | #N/A | #N/A | #N/A | #N/A | #N/A | #N/A | #N/A | #N/A | #N/A | #N/A | #N/A | #N/A | #N/A | #N/A | #N/A | #N/A | #N/A | #N/A | #N/A | #N/A | #N/A | #N/A
| #N/A | #N/A |  | #N/A | #N/A | #N/A |  | #N/A | #N/A | #N/A | #N/A | #N/A | 25 | #N/A | #N/A | #N/A | #N/A | #N/A | #N/A | #N/A | #N/A | #N/A |  |  | #N/A | #N/A | #N/A | #N/A | #N/A | #N/A | #N/A | #N/A | #N/A | #N/A | #N/A | #N/A | #N/A | #N/A | #N/A | #N/A | #N/A | #N/A | #N/A | #N/A | #N/A | #N/A | #N/A | #N/A | #N/A | #N/A | #N/A | #N/A | #N/A | #N/A | #N/A | #N/A | #N/A | #N/A | #N/A | #N/A | #N/A | #N/A | #N/A | #N/A | #N/A | #N/A | #N/A | #N/A | #N/A | #N/A | #N/A | #N/A | #N/A | #N/A | #N/A | #N/A | #N/A | #N/A | #N/A | #N/A | #N/A | #N/A
| #N/A | #N/A |  | #N/A | #N/A | #N/A |  | #N/A | #N/A | #N/A | #N/A | #N/A | 25 | #N/A | #N/A | #N/A | #N/A | #N/A | #N/A | #N/A | #N/A | #N/A |  |  | #N/A | #N/A | #N/A | #N/A | #N/A | #N/A | #N/A | #N/A | #N/A | #N/A | #N/A | #N/A | #N/A | #N/A | #N/A | #N/A | #N/A | #N/A | #N/A | #N/A | #N/A | #N/A | #N/A | #N/A | #N/A | #N/A | #N/A | #N/A | #N/A | #N/A | #N/A | #N/A | #N/A | #N/A | #N/A | #N/A | #N/A | #N/A | #N/A | #N/A | #N/A | #N/A | #N/A | #N/A | #N/A | #N/A | #N/A | #N/A | #N/A | #N/A | #N/A | #N/A | #N/A | #N/A | #N/A | #N/A | #N/A | #N/A
| #N/A | #N/A |  | #N/A | #N/A | #N/A |  | #N/A | #N/A | #N/A | #N/A | #N/A | 25 | #N/A | #N/A | #N/A | #N/A | #N/A | #N/A | #N/A | #N/A | #N/A |  |  | #N/A | #N/A | #N/A | #N/A | #N/A | #N/A | #N/A | #N/A | #N/A | #N/A | #N/A | #N/A | #N/A | #N/A | #N/A | #N/A | #N/A | #N/A | #N/A | #N/A | #N/A | #N/A | #N/A | #N/A | #N/A | #N/A | #N/A | #N/A | #N/A | #N/A | #N/A | #N/A | #N/A | #N/A | #N/A | #N/A | #N/A | #N/A | #N/A | #N/A | #N/A | #N/A | #N/A | #N/A | #N/A | #N/A | #N/A | #N/A | #N/A | #N/A | #N/A | #N/A | #N/A | #N/A | #N/A | #N/A | #N/A | #N/A
| #N/A | #N/A |  | #N/A | #N/A | #N/A |  | #N/A | #N/A | #N/A | #N/A | #N/A | 25 | #N/A | #N/A | #N/A | #N/A | #N/A | #N/A | #N/A | #N/A | #N/A |  |  | #N/A | #N/A | #N/A | #N/A | #N/A | #N/A | #N/A | #N/A | #N/A | #N/A | #N/A | #N/A | #N/A | #N/A | #N/A | #N/A | #N/A | #N/A | #N/A | #N/A | #N/A | #N/A | #N/A | #N/A | #N/A | #N/A | #N/A | #N/A | #N/A | #N/A | #N/A | #N/A | #N/A | #N/A | #N/A | #N/A | #N/A | #N/A | #N/A | #N/A | #N/A | #N/A | #N/A | #N/A | #N/A | #N/A | #N/A | #N/A | #N/A | #N/A | #N/A | #N/A | #N/A | #N/A | #N/A | #N/A | #N/A | #N/A
| #N/A | #N/A |  | #N/A | #N/A | #N/A |  | #N/A | #N/A | #N/A | #N/A | #N/A | 25 | #N/A | #N/A | #N/A | #N/A | #N/A | #N/A | #N/A | #N/A | #N/A |  |  | #N/A | #N/A | #N/A | #N/A | #N/A | #N/A | #N/A | #N/A | #N/A | #N/A | #N/A | #N/A | #N/A | #N/A | #N/A | #N/A | #N/A | #N/A | #N/A | #N/A | #N/A | #N/A | #N/A | #N/A | #N/A | #N/A | #N/A | #N/A | #N/A | #N/A | #N/A | #N/A | #N/A | #N/A | #N/A | #N/A | #N/A | #N/A | #N/A | #N/A | #N/A | #N/A | #N/A | #N/A | #N/A | #N/A | #N/A | #N/A | #N/A | #N/A | #N/A | #N/A | #N/A | #N/A | #N/A | #N/A | #N/A | #N/A
| #N/A | #N/A |  | #N/A | #N/A | #N/A |  | #N/A | #N/A | #N/A | #N/A | #N/A | 25 | #N/A | #N/A | #N/A | #N/A | #N/A | #N/A | #N/A | #N/A | #N/A |  |  | #N/A | #N/A | #N/A | #N/A | #N/A | #N/A | #N/A | #N/A | #N/A | #N/A | #N/A | #N/A | #N/A | #N/A | #N/A | #N/A | #N/A | #N/A | #N/A | #N/A | #N/A | #N/A | #N/A | #N/A | #N/A | #N/A | #N/A | #N/A | #N/A | #N/A | #N/A | #N/A | #N/A | #N/A | #N/A | #N/A | #N/A | #N/A | #N/A | #N/A | #N/A | #N/A | #N/A | #N/A | #N/A | #N/A | #N/A | #N/A | #N/A | #N/A | #N/A | #N/A | #N/A | #N/A | #N/A | #N/A | #N/A | #N/A
| #N/A | #N/A |  | #N/A | #N/A | #N/A |  | #N/A | #N/A | #N/A | #N/A | #N/A | 25 | #N/A | #N/A | #N/A | #N/A | #N/A | #N/A | #N/A | #N/A | #N/A |  |  | #N/A | #N/A | #N/A | #N/A | #N/A | #N/A | #N/A | #N/A | #N/A | #N/A | #N/A | #N/A | #N/A | #N/A | #N/A | #N/A | #N/A | #N/A | #N/A | #N/A | #N/A | #N/A | #N/A | #N/A | #N/A | #N/A | #N/A | #N/A | #N/A | #N/A | #N/A | #N/A | #N/A | #N/A | #N/A | #N/A | #N/A | #N/A | #N/A | #N/A | #N/A | #N/A | #N/A | #N/A | #N/A | #N/A | #N/A | #N/A | #N/A | #N/A | #N/A | #N/A | #N/A | #N/A | #N/A | #N/A | #N/A | #N/A
| #N/A | #N/A |  | #N/A | #N/A | #N/A |  | #N/A | #N/A | #N/A | #N/A | #N/A | 25 | #N/A | #N/A | #N/A | #N/A | #N/A | #N/A | #N/A | #N/A | #N/A |  |  | #N/A | #N/A | #N/A | #N/A | #N/A | #N/A | #N/A | #N/A | #N/A | #N/A | #N/A | #N/A | #N/A | #N/A | #N/A | #N/A | #N/A | #N/A | #N/A | #N/A | #N/A | #N/A | #N/A | #N/A | #N/A | #N/A | #N/A | #N/A | #N/A | #N/A | #N/A | #N/A | #N/A | #N/A | #N/A | #N/A | #N/A | #N/A | #N/A | #N/A | #N/A | #N/A | #N/A | #N/A | #N/A | #N/A | #N/A | #N/A | #N/A | #N/A | #N/A | #N/A | #N/A | #N/A | #N/A | #N/A | #N/A | #N/A
| #N/A | #N/A |  | #N/A | #N/A | #N/A |  | #N/A | #N/A | #N/A | #N/A | #N/A | 25 | #N/A | #N/A | #N/A | #N/A | #N/A | #N/A | #N/A | #N/A | #N/A |  |  | #N/A | #N/A | #N/A | #N/A | #N/A | #N/A | #N/A | #N/A | #N/A | #N/A | #N/A | #N/A | #N/A | #N/A | #N/A | #N/A | #N/A | #N/A | #N/A | #N/A | #N/A | #N/A | #N/A | #N/A | #N/A | #N/A | #N/A | #N/A | #N/A | #N/A | #N/A | #N/A | #N/A | #N/A | #N/A | #N/A | #N/A | #N/A | #N/A | #N/A | #N/A | #N/A | #N/A | #N/A | #N/A | #N/A | #N/A | #N/A | #N/A | #N/A | #N/A | #N/A | #N/A | #N/A | #N/A | #N/A | #N/A | #N/A
| #N/A | #N/A |  | #N/A | #N/A | #N/A |  | #N/A | #N/A | #N/A | #N/A | #N/A | 25 | #N/A | #N/A | #N/A | #N/A | #N/A | #N/A | #N/A | #N/A | #N/A |  |  | #N/A | #N/A | #N/A | #N/A | #N/A | #N/A | #N/A | #N/A | #N/A | #N/A | #N/A | #N/A | #N/A | #N/A | #N/A | #N/A | #N/A | #N/A | #N/A | #N/A | #N/A | #N/A | #N/A | #N/A | #N/A | #N/A | #N/A | #N/A | #N/A | #N/A | #N/A | #N/A | #N/A | #N/A | #N/A | #N/A | #N/A | #N/A | #N/A | #N/A | #N/A | #N/A | #N/A | #N/A | #N/A | #N/A | #N/A | #N/A | #N/A | #N/A | #N/A | #N/A | #N/A | #N/A | #N/A | #N/A | #N/A | #N/A
| #N/A | #N/A |  | #N/A | #N/A | #N/A |  | #N/A | #N/A | #N/A | #N/A | #N/A | 25 | #N/A | #N/A | #N/A | #N/A | #N/A | #N/A | #N/A | #N/A | #N/A |  |  | #N/A | #N/A | #N/A | #N/A | #N/A | #N/A | #N/A | #N/A | #N/A | #N/A | #N/A | #N/A | #N/A | #N/A | #N/A | #N/A | #N/A | #N/A | #N/A | #N/A | #N/A | #N/A | #N/A | #N/A | #N/A | #N/A | #N/A | #N/A | #N/A | #N/A | #N/A | #N/A | #N/A | #N/A | #N/A | #N/A | #N/A | #N/A | #N/A | #N/A | #N/A | #N/A | #N/A | #N/A | #N/A | #N/A | #N/A | #N/A | #N/A | #N/A | #N/A | #N/A | #N/A | #N/A | #N/A | #N/A | #N/A | #N/A
| #N/A | #N/A |  | #N/A | #N/A | #N/A |  | #N/A | #N/A | #N/A | #N/A | #N/A | 25 | #N/A | #N/A | #N/A | #N/A | #N/A | #N/A | #N/A | #N/A | #N/A |  |  | #N/A | #N/A | #N/A | #N/A | #N/A | #N/A | #N/A | #N/A | #N/A | #N/A | #N/A | #N/A | #N/A | #N/A | #N/A | #N/A | #N/A | #N/A | #N/A | #N/A | #N/A | #N/A | #N/A | #N/A | #N/A | #N/A | #N/A | #N/A | #N/A | #N/A | #N/A | #N/A | #N/A | #N/A | #N/A | #N/A | #N/A | #N/A | #N/A | #N/A | #N/A | #N/A | #N/A | #N/A | #N/A | #N/A | #N/A | #N/A | #N/A | #N/A | #N/A | #N/A | #N/A | #N/A | #N/A | #N/A | #N/A | #N/A
| #N/A | #N/A |  | #N/A | #N/A | #N/A |  | #N/A | #N/A | #N/A | #N/A | #N/A | 25 | #N/A | #N/A | #N/A | #N/A | #N/A | #N/A | #N/A | #N/A | #N/A |  |  | #N/A | #N/A | #N/A | #N/A | #N/A | #N/A | #N/A | #N/A | #N/A | #N/A | #N/A | #N/A | #N/A | #N/A | #N/A | #N/A | #N/A | #N/A | #N/A | #N/A | #N/A | #N/A | #N/A | #N/A | #N/A | #N/A | #N/A | #N/A | #N/A | #N/A | #N/A | #N/A | #N/A | #N/A | #N/A | #N/A | #N/A | #N/A | #N/A | #N/A | #N/A | #N/A | #N/A | #N/A | #N/A | #N/A | #N/A | #N/A | #N/A | #N/A | #N/A | #N/A | #N/A | #N/A | #N/A | #N/A | #N/A | #N/A
| #N/A | #N/A |  | #N/A | #N/A | #N/A |  | #N/A | #N/A | #N/A | #N/A | #N/A | 25 | #N/A | #N/A | #N/A | #N/A | #N/A | #N/A | #N/A | #N/A | #N/A |  |  | #N/A | #N/A | #N/A | #N/A | #N/A | #N/A | #N/A | #N/A | #N/A | #N/A | #N/A | #N/A | #N/A | #N/A | #N/A | #N/A | #N/A | #N/A | #N/A | #N/A | #N/A | #N/A | #N/A | #N/A | #N/A | #N/A | #N/A | #N/A | #N/A | #N/A | #N/A | #N/A | #N/A | #N/A | #N/A | #N/A | #N/A | #N/A | #N/A | #N/A | #N/A | #N/A | #N/A | #N/A | #N/A | #N/A | #N/A | #N/A | #N/A | #N/A | #N/A | #N/A | #N/A | #N/A | #N/A | #N/A | #N/A | #N/A
| #N/A | #N/A |  | #N/A | #N/A | #N/A |  | #N/A | #N/A | #N/A | #N/A | #N/A | 25 | #N/A | #N/A | #N/A | #N/A | #N/A | #N/A | #N/A | #N/A | #N/A |  |  | #N/A | #N/A | #N/A | #N/A | #N/A | #N/A | #N/A | #N/A | #N/A | #N/A | #N/A | #N/A | #N/A | #N/A | #N/A | #N/A | #N/A | #N/A | #N/A | #N/A | #N/A | #N/A | #N/A | #N/A | #N/A | #N/A | #N/A | #N/A | #N/A | #N/A | #N/A | #N/A | #N/A | #N/A | #N/A | #N/A | #N/A | #N/A | #N/A | #N/A | #N/A | #N/A | #N/A | #N/A | #N/A | #N/A | #N/A | #N/A | #N/A | #N/A | #N/A | #N/A | #N/A | #N/A | #N/A | #N/A | #N/A | #N/A
| #N/A | #N/A |  | #N/A | #N/A | #N/A |  | #N/A | #N/A | #N/A | #N/A | #N/A | 25 | #N/A | #N/A | #N/A | #N/A | #N/A | #N/A | #N/A | #N/A | #N/A |  |  | #N/A | #N/A | #N/A | #N/A | #N/A | #N/A | #N/A | #N/A | #N/A | #N/A | #N/A | #N/A | #N/A | #N/A | #N/A | #N/A | #N/A | #N/A | #N/A | #N/A | #N/A | #N/A | #N/A | #N/A | #N/A | #N/A | #N/A | #N/A | #N/A | #N/A | #N/A | #N/A | #N/A | #N/A | #N/A | #N/A | #N/A | #N/A | #N/A | #N/A | #N/A | #N/A | #N/A | #N/A | #N/A | #N/A | #N/A | #N/A | #N/A | #N/A | #N/A | #N/A | #N/A | #N/A | #N/A | #N/A | #N/A | #N/A
| #N/A | #N/A |  | #N/A | #N/A | #N/A |  | #N/A | #N/A | #N/A | #N/A | #N/A | 25 | #N/A | #N/A | #N/A | #N/A | #N/A | #N/A | #N/A | #N/A | #N/A |  |  | #N/A | #N/A | #N/A | #N/A | #N/A | #N/A | #N/A | #N/A | #N/A | #N/A | #N/A | #N/A | #N/A | #N/A | #N/A | #N/A | #N/A | #N/A | #N/A | #N/A | #N/A | #N/A | #N/A | #N/A | #N/A | #N/A | #N/A | #N/A | #N/A | #N/A | #N/A | #N/A | #N/A | #N/A | #N/A | #N/A | #N/A | #N/A | #N/A | #N/A | #N/A | #N/A | #N/A | #N/A | #N/A | #N/A | #N/A | #N/A | #N/A | #N/A | #N/A | #N/A | #N/A | #N/A | #N/A | #N/A | #N/A | #N/A
| #N/A | #N/A |  | #N/A | #N/A | #N/A |  | #N/A | #N/A | #N/A | #N/A | #N/A | 25 | #N/A | #N/A | #N/A | #N/A | #N/A | #N/A | #N/A | #N/A | #N/A |  |  | #N/A | #N/A | #N/A | #N/A | #N/A | #N/A | #N/A | #N/A | #N/A | #N/A | #N/A | #N/A | #N/A | #N/A | #N/A | #N/A | #N/A | #N/A | #N/A | #N/A | #N/A | #N/A | #N/A | #N/A | #N/A | #N/A | #N/A | #N/A | #N/A | #N/A | #N/A | #N/A | #N/A | #N/A | #N/A | #N/A | #N/A | #N/A | #N/A | #N/A | #N/A | #N/A | #N/A | #N/A | #N/A | #N/A | #N/A | #N/A | #N/A | #N/A | #N/A | #N/A | #N/A | #N/A | #N/A | #N/A | #N/A | #N/A
| #N/A | #N/A |  | #N/A | #N/A | #N/A |  | #N/A | #N/A | #N/A | #N/A | #N/A | 25 | #N/A | #N/A | #N/A | #N/A | #N/A | #N/A | #N/A | #N/A | #N/A |  |  | #N/A | #N/A | #N/A | #N/A | #N/A | #N/A | #N/A | #N/A | #N/A | #N/A | #N/A | #N/A | #N/A | #N/A | #N/A | #N/A | #N/A | #N/A | #N/A | #N/A | #N/A | #N/A | #N/A | #N/A | #N/A | #N/A | #N/A | #N/A | #N/A | #N/A | #N/A | #N/A | #N/A | #N/A | #N/A | #N/A | #N/A | #N/A | #N/A | #N/A | #N/A | #N/A | #N/A | #N/A | #N/A | #N/A | #N/A | #N/A | #N/A | #N/A | #N/A | #N/A | #N/A | #N/A | #N/A | #N/A | #N/A | #N/A
| #N/A | #N/A |  | #N/A | #N/A | #N/A |  | #N/A | #N/A | #N/A | #N/A | #N/A | 25 | #N/A | #N/A | #N/A | #N/A | #N/A | #N/A | #N/A | #N/A | #N/A |  |  | #N/A | #N/A | #N/A | #N/A | #N/A | #N/A | #N/A | #N/A | #N/A | #N/A | #N/A | #N/A | #N/A | #N/A | #N/A | #N/A | #N/A | #N/A | #N/A | #N/A | #N/A | #N/A | #N/A | #N/A | #N/A | #N/A | #N/A | #N/A | #N/A | #N/A | #N/A | #N/A | #N/A | #N/A | #N/A | #N/A | #N/A | #N/A | #N/A | #N/A | #N/A | #N/A | #N/A | #N/A | #N/A | #N/A | #N/A | #N/A | #N/A | #N/A | #N/A | #N/A | #N/A | #N/A | #N/A | #N/A | #N/A | #N/A
| #N/A | #N/A |  | #N/A | #N/A | #N/A |  | #N/A | #N/A | #N/A | #N/A | #N/A | 25 | #N/A | #N/A | #N/A | #N/A | #N/A | #N/A | #N/A | #N/A | #N/A |  |  | #N/A | #N/A | #N/A | #N/A | #N/A | #N/A | #N/A | #N/A | #N/A | #N/A | #N/A | #N/A | #N/A | #N/A | #N/A | #N/A | #N/A | #N/A | #N/A | #N/A | #N/A | #N/A | #N/A | #N/A | #N/A | #N/A | #N/A | #N/A | #N/A | #N/A | #N/A | #N/A | #N/A | #N/A | #N/A | #N/A | #N/A | #N/A | #N/A | #N/A | #N/A | #N/A | #N/A | #N/A | #N/A | #N/A | #N/A | #N/A | #N/A | #N/A | #N/A | #N/A | #N/A | #N/A | #N/A | #N/A | #N/A | #N/A
| #N/A | #N/A |  | #N/A | #N/A | #N/A |  | #N/A | #N/A | #N/A | #N/A | #N/A | 25 | #N/A | #N/A | #N/A | #N/A | #N/A | #N/A | #N/A | #N/A | #N/A |  |  | #N/A | #N/A | #N/A | #N/A | #N/A | #N/A | #N/A | #N/A | #N/A | #N/A | #N/A | #N/A | #N/A | #N/A | #N/A | #N/A | #N/A | #N/A | #N/A | #N/A | #N/A | #N/A | #N/A | #N/A | #N/A | #N/A | #N/A | #N/A | #N/A | #N/A | #N/A | #N/A | #N/A | #N/A | #N/A | #N/A | #N/A | #N/A | #N/A | #N/A | #N/A | #N/A | #N/A | #N/A | #N/A | #N/A | #N/A | #N/A | #N/A | #N/A | #N/A | #N/A | #N/A | #N/A | #N/A | #N/A | #N/A | #N/A
| #N/A | #N/A |  | #N/A | #N/A | #N/A |  | #N/A | #N/A | #N/A | #N/A | #N/A | 25 | #N/A | #N/A | #N/A | #N/A | #N/A | #N/A | #N/A | #N/A | #N/A |  |  | #N/A | #N/A | #N/A | #N/A | #N/A | #N/A | #N/A | #N/A | #N/A | #N/A | #N/A | #N/A | #N/A | #N/A | #N/A | #N/A | #N/A | #N/A | #N/A | #N/A | #N/A | #N/A | #N/A | #N/A | #N/A | #N/A | #N/A | #N/A | #N/A | #N/A | #N/A | #N/A | #N/A | #N/A | #N/A | #N/A | #N/A | #N/A | #N/A | #N/A | #N/A | #N/A | #N/A | #N/A | #N/A | #N/A | #N/A | #N/A | #N/A | #N/A | #N/A | #N/A | #N/A | #N/A | #N/A | #N/A | #N/A | #N/A
| #N/A | #N/A |  | #N/A | #N/A | #N/A |  | #N/A | #N/A | #N/A | #N/A | #N/A | 25 | #N/A | #N/A | #N/A | #N/A | #N/A | #N/A | #N/A | #N/A | #N/A |  |  | #N/A | #N/A | #N/A | #N/A | #N/A | #N/A | #N/A | #N/A | #N/A | #N/A | #N/A | #N/A | #N/A | #N/A | #N/A | #N/A | #N/A | #N/A | #N/A | #N/A | #N/A | #N/A | #N/A | #N/A | #N/A | #N/A | #N/A | #N/A | #N/A | #N/A | #N/A | #N/A | #N/A | #N/A | #N/A | #N/A | #N/A | #N/A | #N/A | #N/A | #N/A | #N/A | #N/A | #N/A | #N/A | #N/A | #N/A | #N/A | #N/A | #N/A | #N/A | #N/A | #N/A | #N/A | #N/A | #N/A | #N/A | #N/A
| #N/A | #N/A |  | #N/A | #N/A | #N/A |  | #N/A | #N/A | #N/A | #N/A | #N/A | 25 | #N/A | #N/A | #N/A | #N/A | #N/A | #N/A | #N/A | #N/A | #N/A |  |  | #N/A | #N/A | #N/A | #N/A | #N/A | #N/A | #N/A | #N/A | #N/A | #N/A | #N/A | #N/A | #N/A | #N/A | #N/A | #N/A | #N/A | #N/A | #N/A | #N/A | #N/A | #N/A | #N/A | #N/A | #N/A | #N/A | #N/A | #N/A | #N/A | #N/A | #N/A | #N/A | #N/A | #N/A | #N/A | #N/A | #N/A | #N/A | #N/A | #N/A | #N/A | #N/A | #N/A | #N/A | #N/A | #N/A | #N/A | #N/A | #N/A | #N/A | #N/A | #N/A | #N/A | #N/A | #N/A | #N/A | #N/A | #N/A
| #N/A | #N/A |  | #N/A | #N/A | #N/A |  | #N/A | #N/A | #N/A | #N/A | #N/A | 25 | #N/A | #N/A | #N/A | #N/A | #N/A | #N/A | #N/A | #N/A | #N/A |  |  | #N/A | #N/A | #N/A | #N/A | #N/A | #N/A | #N/A | #N/A | #N/A | #N/A | #N/A | #N/A | #N/A | #N/A | #N/A | #N/A | #N/A | #N/A | #N/A | #N/A | #N/A | #N/A | #N/A | #N/A | #N/A | #N/A | #N/A | #N/A | #N/A | #N/A | #N/A | #N/A | #N/A | #N/A | #N/A | #N/A | #N/A | #N/A | #N/A | #N/A | #N/A | #N/A | #N/A | #N/A | #N/A | #N/A | #N/A | #N/A | #N/A | #N/A | #N/A | #N/A | #N/A | #N/A | #N/A | #N/A | #N/A | #N/A
| #N/A | #N/A |  | #N/A | #N/A | #N/A |  | #N/A | #N/A | #N/A | #N/A | #N/A | 25 | #N/A | #N/A | #N/A | #N/A | #N/A | #N/A | #N/A | #N/A | #N/A |  |  | #N/A | #N/A | #N/A | #N/A | #N/A | #N/A | #N/A | #N/A | #N/A | #N/A | #N/A | #N/A | #N/A | #N/A | #N/A | #N/A | #N/A | #N/A | #N/A | #N/A | #N/A | #N/A | #N/A | #N/A | #N/A | #N/A | #N/A | #N/A | #N/A | #N/A | #N/A | #N/A | #N/A | #N/A | #N/A | #N/A | #N/A | #N/A | #N/A | #N/A | #N/A | #N/A | #N/A | #N/A | #N/A | #N/A | #N/A | #N/A | #N/A | #N/A | #N/A | #N/A | #N/A | #N/A | #N/A | #N/A | #N/A | #N/A
| #N/A | #N/A |  | #N/A | #N/A | #N/A |  | #N/A | #N/A | #N/A | #N/A | #N/A | 25 | #N/A | #N/A | #N/A | #N/A | #N/A | #N/A | #N/A | #N/A | #N/A |  |  | #N/A | #N/A | #N/A | #N/A | #N/A | #N/A | #N/A | #N/A | #N/A | #N/A | #N/A | #N/A | #N/A | #N/A | #N/A | #N/A | #N/A | #N/A | #N/A | #N/A | #N/A | #N/A | #N/A | #N/A | #N/A | #N/A | #N/A | #N/A | #N/A | #N/A | #N/A | #N/A | #N/A | #N/A | #N/A | #N/A | #N/A | #N/A | #N/A | #N/A | #N/A | #N/A | #N/A | #N/A | #N/A | #N/A | #N/A | #N/A | #N/A | #N/A | #N/A | #N/A | #N/A | #N/A | #N/A | #N/A | #N/A | #N/A
| #N/A | #N/A |  | #N/A | #N/A | #N/A |  | #N/A | #N/A | #N/A | #N/A | #N/A | 25 | #N/A | #N/A | #N/A | #N/A | #N/A | #N/A | #N/A | #N/A | #N/A |  |  | #N/A | #N/A | #N/A | #N/A | #N/A | #N/A | #N/A | #N/A | #N/A | #N/A | #N/A | #N/A | #N/A | #N/A | #N/A | #N/A | #N/A | #N/A | #N/A | #N/A | #N/A | #N/A | #N/A | #N/A | #N/A | #N/A | #N/A | #N/A | #N/A | #N/A | #N/A | #N/A | #N/A | #N/A | #N/A | #N/A | #N/A | #N/A | #N/A | #N/A | #N/A | #N/A | #N/A | #N/A | #N/A | #N/A | #N/A | #N/A | #N/A | #N/A | #N/A | #N/A | #N/A | #N/A | #N/A | #N/A | #N/A | #N/A
| #N/A | #N/A |  | #N/A | #N/A | #N/A |  | #N/A | #N/A | #N/A | #N/A | #N/A | 25 | #N/A | #N/A | #N/A | #N/A | #N/A | #N/A | #N/A | #N/A | #N/A |  |  | #N/A | #N/A | #N/A | #N/A | #N/A | #N/A | #N/A | #N/A | #N/A | #N/A | #N/A | #N/A | #N/A | #N/A | #N/A | #N/A | #N/A | #N/A | #N/A | #N/A | #N/A | #N/A | #N/A | #N/A | #N/A | #N/A | #N/A | #N/A | #N/A | #N/A | #N/A | #N/A | #N/A | #N/A | #N/A | #N/A | #N/A | #N/A | #N/A | #N/A | #N/A | #N/A | #N/A | #N/A | #N/A | #N/A | #N/A | #N/A | #N/A | #N/A | #N/A | #N/A | #N/A | #N/A | #N/A | #N/A | #N/A | #N/A
| #N/A | #N/A |  | #N/A | #N/A | #N/A |  | #N/A | #N/A | #N/A | #N/A | #N/A | 25 | #N/A | #N/A | #N/A | #N/A | #N/A | #N/A | #N/A | #N/A | #N/A |  |  | #N/A | #N/A | #N/A | #N/A | #N/A | #N/A | #N/A | #N/A | #N/A | #N/A | #N/A | #N/A | #N/A | #N/A | #N/A | #N/A | #N/A | #N/A | #N/A | #N/A | #N/A | #N/A | #N/A | #N/A | #N/A | #N/A | #N/A | #N/A | #N/A | #N/A | #N/A | #N/A | #N/A | #N/A | #N/A | #N/A | #N/A | #N/A | #N/A | #N/A | #N/A | #N/A | #N/A | #N/A | #N/A | #N/A | #N/A | #N/A | #N/A | #N/A | #N/A | #N/A | #N/A | #N/A | #N/A | #N/A | #N/A | #N/A
| #N/A | #N/A |  | #N/A | #N/A | #N/A |  | #N/A | #N/A | #N/A | #N/A | #N/A | 25 | #N/A | #N/A | #N/A | #N/A | #N/A | #N/A | #N/A | #N/A | #N/A |  |  | #N/A | #N/A | #N/A | #N/A | #N/A | #N/A | #N/A | #N/A | #N/A | #N/A | #N/A | #N/A | #N/A | #N/A | #N/A | #N/A | #N/A | #N/A | #N/A | #N/A | #N/A | #N/A | #N/A | #N/A | #N/A | #N/A | #N/A | #N/A | #N/A | #N/A | #N/A | #N/A | #N/A | #N/A | #N/A | #N/A | #N/A | #N/A | #N/A | #N/A | #N/A | #N/A | #N/A | #N/A | #N/A | #N/A | #N/A | #N/A | #N/A | #N/A | #N/A | #N/A | #N/A | #N/A | #N/A | #N/A | #N/A | #N/A
| #N/A | #N/A |  | #N/A | #N/A | #N/A |  | #N/A | #N/A | #N/A | #N/A | #N/A | 25 | #N/A | #N/A | #N/A | #N/A | #N/A | #N/A | #N/A | #N/A | #N/A |  |  | #N/A | #N/A | #N/A | #N/A | #N/A | #N/A | #N/A | #N/A | #N/A | #N/A | #N/A | #N/A | #N/A | #N/A | #N/A | #N/A | #N/A | #N/A | #N/A | #N/A | #N/A | #N/A | #N/A | #N/A | #N/A | #N/A | #N/A | #N/A | #N/A | #N/A | #N/A | #N/A | #N/A | #N/A | #N/A | #N/A | #N/A | #N/A | #N/A | #N/A | #N/A | #N/A | #N/A | #N/A | #N/A | #N/A | #N/A | #N/A | #N/A | #N/A | #N/A | #N/A | #N/A | #N/A | #N/A | #N/A | #N/A | #N/A
| #N/A | #N/A |  | #N/A | #N/A | #N/A |  | #N/A | #N/A | #N/A | #N/A | #N/A | 25 | #N/A | #N/A | #N/A | #N/A | #N/A | #N/A | #N/A | #N/A | #N/A |  |  | #N/A | #N/A | #N/A | #N/A | #N/A | #N/A | #N/A | #N/A | #N/A | #N/A | #N/A | #N/A | #N/A | #N/A | #N/A | #N/A | #N/A | #N/A | #N/A | #N/A | #N/A | #N/A | #N/A | #N/A | #N/A | #N/A | #N/A | #N/A | #N/A | #N/A | #N/A | #N/A | #N/A | #N/A | #N/A | #N/A | #N/A | #N/A | #N/A | #N/A | #N/A | #N/A | #N/A | #N/A | #N/A | #N/A | #N/A | #N/A | #N/A | #N/A | #N/A | #N/A | #N/A | #N/A | #N/A | #N/A | #N/A | #N/A
| #N/A | #N/A |  | #N/A | #N/A | #N/A |  | #N/A | #N/A | #N/A | #N/A | #N/A | 25 | #N/A | #N/A | #N/A | #N/A | #N/A | #N/A | #N/A | #N/A | #N/A |  |  | #N/A | #N/A | #N/A | #N/A | #N/A | #N/A | #N/A | #N/A | #N/A | #N/A | #N/A | #N/A | #N/A | #N/A | #N/A | #N/A | #N/A | #N/A | #N/A | #N/A | #N/A | #N/A | #N/A | #N/A | #N/A | #N/A | #N/A | #N/A | #N/A | #N/A | #N/A | #N/A | #N/A | #N/A | #N/A | #N/A | #N/A | #N/A | #N/A | #N/A | #N/A | #N/A | #N/A | #N/A | #N/A | #N/A | #N/A | #N/A | #N/A | #N/A | #N/A | #N/A | #N/A | #N/A | #N/A | #N/A | #N/A | #N/A
| #N/A | #N/A |  | #N/A | #N/A | #N/A |  | #N/A | #N/A | #N/A | #N/A | #N/A | 25 | #N/A | #N/A | #N/A | #N/A | #N/A | #N/A | #N/A | #N/A | #N/A |  |  | #N/A | #N/A | #N/A | #N/A | #N/A | #N/A | #N/A | #N/A | #N/A | #N/A | #N/A | #N/A | #N/A | #N/A | #N/A | #N/A | #N/A | #N/A | #N/A | #N/A | #N/A | #N/A | #N/A | #N/A | #N/A | #N/A | #N/A | #N/A | #N/A | #N/A | #N/A | #N/A | #N/A | #N/A | #N/A | #N/A | #N/A | #N/A | #N/A | #N/A | #N/A | #N/A | #N/A | #N/A | #N/A | #N/A | #N/A | #N/A | #N/A | #N/A | #N/A | #N/A | #N/A | #N/A | #N/A | #N/A | #N/A | #N/A
| #N/A | #N/A |  | #N/A | #N/A | #N/A |  | #N/A | #N/A | #N/A | #N/A | #N/A | 25 | #N/A | #N/A | #N/A | #N/A | #N/A | #N/A | #N/A | #N/A | #N/A |  |  | #N/A | #N/A | #N/A | #N/A | #N/A | #N/A | #N/A | #N/A | #N/A | #N/A | #N/A | #N/A | #N/A | #N/A | #N/A | #N/A | #N/A | #N/A | #N/A | #N/A | #N/A | #N/A | #N/A | #N/A | #N/A | #N/A | #N/A | #N/A | #N/A | #N/A | #N/A | #N/A | #N/A | #N/A | #N/A | #N/A | #N/A | #N/A | #N/A | #N/A | #N/A | #N/A | #N/A | #N/A | #N/A | #N/A | #N/A | #N/A | #N/A | #N/A | #N/A | #N/A | #N/A | #N/A | #N/A | #N/A | #N/A | #N/A
| #N/A | #N/A |  | #N/A | #N/A | #N/A |  | #N/A | #N/A | #N/A | #N/A | #N/A | 25 | #N/A | #N/A | #N/A | #N/A | #N/A | #N/A | #N/A | #N/A | #N/A |  |  | #N/A | #N/A | #N/A | #N/A | #N/A | #N/A | #N/A | #N/A | #N/A | #N/A | #N/A | #N/A | #N/A | #N/A | #N/A | #N/A | #N/A | #N/A | #N/A | #N/A | #N/A | #N/A | #N/A | #N/A | #N/A | #N/A | #N/A | #N/A | #N/A | #N/A | #N/A | #N/A | #N/A | #N/A | #N/A | #N/A | #N/A | #N/A | #N/A | #N/A | #N/A | #N/A | #N/A | #N/A | #N/A | #N/A | #N/A | #N/A | #N/A | #N/A | #N/A | #N/A | #N/A | #N/A | #N/A | #N/A | #N/A | #N/A
| #N/A | #N/A |  | #N/A | #N/A | #N/A |  | #N/A | #N/A | #N/A | #N/A | #N/A | 25 | #N/A | #N/A | #N/A | #N/A | #N/A | #N/A | #N/A | #N/A | #N/A |  |  | #N/A | #N/A | #N/A | #N/A | #N/A | #N/A | #N/A | #N/A | #N/A | #N/A | #N/A | #N/A | #N/A | #N/A | #N/A | #N/A | #N/A | #N/A | #N/A | #N/A | #N/A | #N/A | #N/A | #N/A | #N/A | #N/A | #N/A | #N/A | #N/A | #N/A | #N/A | #N/A | #N/A | #N/A | #N/A | #N/A | #N/A | #N/A | #N/A | #N/A | #N/A | #N/A | #N/A | #N/A | #N/A | #N/A | #N/A | #N/A | #N/A | #N/A | #N/A | #N/A | #N/A | #N/A | #N/A | #N/A | #N/A | #N/A
| #N/A | #N/A |  | #N/A | #N/A | #N/A |  | #N/A | #N/A | #N/A | #N/A | #N/A | 25 | #N/A | #N/A | #N/A | #N/A | #N/A | #N/A | #N/A | #N/A | #N/A |  |  | #N/A | #N/A | #N/A | #N/A | #N/A | #N/A | #N/A | #N/A | #N/A | #N/A | #N/A | #N/A | #N/A | #N/A | #N/A | #N/A | #N/A | #N/A | #N/A | #N/A | #N/A | #N/A | #N/A | #N/A | #N/A | #N/A | #N/A | #N/A | #N/A | #N/A | #N/A | #N/A | #N/A | #N/A | #N/A | #N/A | #N/A | #N/A | #N/A | #N/A | #N/A | #N/A | #N/A | #N/A | #N/A | #N/A | #N/A | #N/A | #N/A | #N/A | #N/A | #N/A | #N/A | #N/A | #N/A | #N/A | #N/A | #N/A
| #N/A | #N/A |  | #N/A | #N/A | #N/A |  | #N/A | #N/A | #N/A | #N/A | #N/A | 25 | #N/A | #N/A | #N/A | #N/A | #N/A | #N/A | #N/A | #N/A | #N/A |  |  | #N/A | #N/A | #N/A | #N/A | #N/A | #N/A | #N/A | #N/A | #N/A | #N/A | #N/A | #N/A | #N/A | #N/A | #N/A | #N/A | #N/A | #N/A | #N/A | #N/A | #N/A | #N/A | #N/A | #N/A | #N/A | #N/A | #N/A | #N/A | #N/A | #N/A | #N/A | #N/A | #N/A | #N/A | #N/A | #N/A | #N/A | #N/A | #N/A | #N/A | #N/A | #N/A | #N/A | #N/A | #N/A | #N/A | #N/A | #N/A | #N/A | #N/A | #N/A | #N/A | #N/A | #N/A | #N/A | #N/A | #N/A | #N/A
| #N/A | #N/A |  | #N/A | #N/A | #N/A |  | #N/A | #N/A | #N/A | #N/A | #N/A | 25 | #N/A | #N/A | #N/A | #N/A | #N/A | #N/A | #N/A | #N/A | #N/A |  |  | #N/A | #N/A | #N/A | #N/A | #N/A | #N/A | #N/A | #N/A | #N/A | #N/A | #N/A | #N/A | #N/A | #N/A | #N/A | #N/A | #N/A | #N/A | #N/A | #N/A | #N/A | #N/A | #N/A | #N/A | #N/A | #N/A | #N/A | #N/A | #N/A | #N/A | #N/A | #N/A | #N/A | #N/A | #N/A | #N/A | #N/A | #N/A | #N/A | #N/A | #N/A | #N/A | #N/A | #N/A | #N/A | #N/A | #N/A | #N/A | #N/A | #N/A | #N/A | #N/A | #N/A | #N/A | #N/A | #N/A | #N/A | #N/A
| #N/A | #N/A |  | #N/A | #N/A | #N/A |  | #N/A | #N/A | #N/A | #N/A | #N/A | 25 | #N/A | #N/A | #N/A | #N/A | #N/A | #N/A | #N/A | #N/A | #N/A |  |  | #N/A | #N/A | #N/A | #N/A | #N/A | #N/A | #N/A | #N/A | #N/A | #N/A | #N/A | #N/A | #N/A | #N/A | #N/A | #N/A | #N/A | #N/A | #N/A | #N/A | #N/A | #N/A | #N/A | #N/A | #N/A | #N/A | #N/A | #N/A | #N/A | #N/A | #N/A | #N/A | #N/A | #N/A | #N/A | #N/A | #N/A | #N/A | #N/A | #N/A | #N/A | #N/A | #N/A | #N/A | #N/A | #N/A | #N/A | #N/A | #N/A | #N/A | #N/A | #N/A | #N/A | #N/A | #N/A | #N/A | #N/A | #N/A
| #N/A | #N/A |  | #N/A | #N/A | #N/A |  | #N/A | #N/A | #N/A | #N/A | #N/A | 25 | #N/A | #N/A | #N/A | #N/A | #N/A | #N/A | #N/A | #N/A | #N/A |  |  | #N/A | #N/A | #N/A | #N/A | #N/A | #N/A | #N/A | #N/A | #N/A | #N/A | #N/A | #N/A | #N/A | #N/A | #N/A | #N/A | #N/A | #N/A | #N/A | #N/A | #N/A | #N/A | #N/A | #N/A | #N/A | #N/A | #N/A | #N/A | #N/A | #N/A | #N/A | #N/A | #N/A | #N/A | #N/A | #N/A | #N/A | #N/A | #N/A | #N/A | #N/A | #N/A | #N/A | #N/A | #N/A | #N/A | #N/A | #N/A | #N/A | #N/A | #N/A | #N/A | #N/A | #N/A | #N/A | #N/A | #N/A | #N/A
| #N/A | #N/A |  | #N/A | #N/A | #N/A |  | #N/A | #N/A | #N/A | #N/A | #N/A | 25 | #N/A | #N/A | #N/A | #N/A | #N/A | #N/A | #N/A | #N/A | #N/A |  |  | #N/A | #N/A | #N/A | #N/A | #N/A | #N/A | #N/A | #N/A | #N/A | #N/A | #N/A | #N/A | #N/A | #N/A | #N/A | #N/A | #N/A | #N/A | #N/A | #N/A | #N/A | #N/A | #N/A | #N/A | #N/A | #N/A | #N/A | #N/A | #N/A | #N/A | #N/A | #N/A | #N/A | #N/A | #N/A | #N/A | #N/A | #N/A | #N/A | #N/A | #N/A | #N/A | #N/A | #N/A | #N/A | #N/A | #N/A | #N/A | #N/A | #N/A | #N/A | #N/A | #N/A | #N/A | #N/A | #N/A | #N/A | #N/A
| #N/A | #N/A |  | #N/A | #N/A | #N/A |  | #N/A | #N/A | #N/A | #N/A | #N/A | 25 | #N/A | #N/A | #N/A | #N/A | #N/A | #N/A | #N/A | #N/A | #N/A |  |  | #N/A | #N/A | #N/A | #N/A | #N/A | #N/A | #N/A | #N/A | #N/A | #N/A | #N/A | #N/A | #N/A | #N/A | #N/A | #N/A | #N/A | #N/A | #N/A | #N/A | #N/A | #N/A | #N/A | #N/A | #N/A | #N/A | #N/A | #N/A | #N/A | #N/A | #N/A | #N/A | #N/A | #N/A | #N/A | #N/A | #N/A | #N/A | #N/A | #N/A | #N/A | #N/A | #N/A | #N/A | #N/A | #N/A | #N/A | #N/A | #N/A | #N/A | #N/A | #N/A | #N/A | #N/A | #N/A | #N/A | #N/A | #N/A
| #N/A | #N/A |  | #N/A | #N/A | #N/A |  | #N/A | #N/A | #N/A | #N/A | #N/A | 25 | #N/A | #N/A | #N/A | #N/A | #N/A | #N/A | #N/A | #N/A | #N/A |  |  | #N/A | #N/A | #N/A | #N/A | #N/A | #N/A | #N/A | #N/A | #N/A | #N/A | #N/A | #N/A | #N/A | #N/A | #N/A | #N/A | #N/A | #N/A | #N/A | #N/A | #N/A | #N/A | #N/A | #N/A | #N/A | #N/A | #N/A | #N/A | #N/A | #N/A | #N/A | #N/A | #N/A | #N/A | #N/A | #N/A | #N/A | #N/A | #N/A | #N/A | #N/A | #N/A | #N/A | #N/A | #N/A | #N/A | #N/A | #N/A | #N/A | #N/A | #N/A | #N/A | #N/A | #N/A | #N/A | #N/A | #N/A | #N/A
| #N/A | #N/A |  | #N/A | #N/A | #N/A |  | #N/A | #N/A | #N/A | #N/A | #N/A | 25 | #N/A | #N/A | #N/A | #N/A | #N/A | #N/A | #N/A | #N/A | #N/A |  |  | #N/A | #N/A | #N/A | #N/A | #N/A | #N/A | #N/A | #N/A | #N/A | #N/A | #N/A | #N/A | #N/A | #N/A | #N/A | #N/A | #N/A | #N/A | #N/A | #N/A | #N/A | #N/A | #N/A | #N/A | #N/A | #N/A | #N/A | #N/A | #N/A | #N/A | #N/A | #N/A | #N/A | #N/A | #N/A | #N/A | #N/A | #N/A | #N/A | #N/A | #N/A | #N/A | #N/A | #N/A | #N/A | #N/A | #N/A | #N/A | #N/A | #N/A | #N/A | #N/A | #N/A | #N/A | #N/A | #N/A | #N/A | #N/A
| #N/A | #N/A |  | #N/A | #N/A | #N/A |  | #N/A | #N/A | #N/A | #N/A | #N/A | 25 | #N/A | #N/A | #N/A | #N/A | #N/A | #N/A | #N/A | #N/A | #N/A |  |  | #N/A | #N/A | #N/A | #N/A | #N/A | #N/A | #N/A | #N/A | #N/A | #N/A | #N/A | #N/A | #N/A | #N/A | #N/A | #N/A | #N/A | #N/A | #N/A | #N/A | #N/A | #N/A | #N/A | #N/A | #N/A | #N/A | #N/A | #N/A | #N/A | #N/A | #N/A | #N/A | #N/A | #N/A | #N/A | #N/A | #N/A | #N/A | #N/A | #N/A | #N/A | #N/A | #N/A | #N/A | #N/A | #N/A | #N/A | #N/A | #N/A | #N/A | #N/A | #N/A | #N/A | #N/A | #N/A | #N/A | #N/A | #N/A
| #N/A | #N/A |  | #N/A | #N/A | #N/A |  | #N/A | #N/A | #N/A | #N/A | #N/A | 25 | #N/A | #N/A | #N/A | #N/A | #N/A | #N/A | #N/A | #N/A | #N/A |  |  | #N/A | #N/A | #N/A | #N/A | #N/A | #N/A | #N/A | #N/A | #N/A | #N/A | #N/A | #N/A | #N/A | #N/A | #N/A | #N/A | #N/A | #N/A | #N/A | #N/A | #N/A | #N/A | #N/A | #N/A | #N/A | #N/A | #N/A | #N/A | #N/A | #N/A | #N/A | #N/A | #N/A | #N/A | #N/A | #N/A | #N/A | #N/A | #N/A | #N/A | #N/A | #N/A | #N/A | #N/A | #N/A | #N/A | #N/A | #N/A | #N/A | #N/A | #N/A | #N/A | #N/A | #N/A | #N/A | #N/A | #N/A | #N/A
| #N/A | #N/A |  | #N/A | #N/A | #N/A |  | #N/A | #N/A | #N/A | #N/A | #N/A | 25 | #N/A | #N/A | #N/A | #N/A | #N/A | #N/A | #N/A | #N/A | #N/A |  |  | #N/A | #N/A | #N/A | #N/A | #N/A | #N/A | #N/A | #N/A | #N/A | #N/A | #N/A | #N/A | #N/A | #N/A | #N/A | #N/A | #N/A | #N/A | #N/A | #N/A | #N/A | #N/A | #N/A | #N/A | #N/A | #N/A | #N/A | #N/A | #N/A | #N/A | #N/A | #N/A | #N/A | #N/A | #N/A | #N/A | #N/A | #N/A | #N/A | #N/A | #N/A | #N/A | #N/A | #N/A | #N/A | #N/A | #N/A | #N/A | #N/A | #N/A | #N/A | #N/A | #N/A | #N/A | #N/A | #N/A | #N/A | #N/A
| #N/A | #N/A |  | #N/A | #N/A | #N/A |  | #N/A | #N/A | #N/A | #N/A | #N/A | 25 | #N/A | #N/A | #N/A | #N/A | #N/A | #N/A | #N/A | #N/A | #N/A |  |  | #N/A | #N/A | #N/A | #N/A | #N/A | #N/A | #N/A | #N/A | #N/A | #N/A | #N/A | #N/A | #N/A | #N/A | #N/A | #N/A | #N/A | #N/A | #N/A | #N/A | #N/A | #N/A | #N/A | #N/A | #N/A | #N/A | #N/A | #N/A | #N/A | #N/A | #N/A | #N/A | #N/A | #N/A | #N/A | #N/A | #N/A | #N/A | #N/A | #N/A | #N/A | #N/A | #N/A | #N/A | #N/A | #N/A | #N/A | #N/A | #N/A | #N/A | #N/A | #N/A | #N/A | #N/A | #N/A | #N/A | #N/A | #N/A
| #N/A | #N/A |  | #N/A | #N/A | #N/A |  | #N/A | #N/A | #N/A | #N/A | #N/A | 25 | #N/A | #N/A | #N/A | #N/A | #N/A | #N/A | #N/A | #N/A | #N/A |  |  | #N/A | #N/A | #N/A | #N/A | #N/A | #N/A | #N/A | #N/A | #N/A | #N/A | #N/A | #N/A | #N/A | #N/A | #N/A | #N/A | #N/A | #N/A | #N/A | #N/A | #N/A | #N/A | #N/A | #N/A | #N/A | #N/A | #N/A | #N/A | #N/A | #N/A | #N/A | #N/A | #N/A | #N/A | #N/A | #N/A | #N/A | #N/A | #N/A | #N/A | #N/A | #N/A | #N/A | #N/A | #N/A | #N/A | #N/A | #N/A | #N/A | #N/A | #N/A | #N/A | #N/A | #N/A | #N/A | #N/A | #N/A | #N/A
| #N/A | #N/A |  | #N/A | #N/A | #N/A |  | #N/A | #N/A | #N/A | #N/A | #N/A | 25 | #N/A | #N/A | #N/A | #N/A | #N/A | #N/A | #N/A | #N/A | #N/A |  |  | #N/A | #N/A | #N/A | #N/A | #N/A | #N/A | #N/A | #N/A | #N/A | #N/A | #N/A | #N/A | #N/A | #N/A | #N/A | #N/A | #N/A | #N/A | #N/A | #N/A | #N/A | #N/A | #N/A | #N/A | #N/A | #N/A | #N/A | #N/A | #N/A | #N/A | #N/A | #N/A | #N/A | #N/A | #N/A | #N/A | #N/A | #N/A | #N/A | #N/A | #N/A | #N/A | #N/A | #N/A | #N/A | #N/A | #N/A | #N/A | #N/A | #N/A | #N/A | #N/A | #N/A | #N/A | #N/A | #N/A | #N/A | #N/A
| #N/A | #N/A |  | #N/A | #N/A | #N/A |  | #N/A | #N/A | #N/A | #N/A | #N/A | 25 | #N/A | #N/A | #N/A | #N/A | #N/A | #N/A | #N/A | #N/A | #N/A |  |  | #N/A | #N/A | #N/A | #N/A | #N/A | #N/A | #N/A | #N/A | #N/A | #N/A | #N/A | #N/A | #N/A | #N/A | #N/A | #N/A | #N/A | #N/A | #N/A | #N/A | #N/A | #N/A | #N/A | #N/A | #N/A | #N/A | #N/A | #N/A | #N/A | #N/A | #N/A | #N/A | #N/A | #N/A | #N/A | #N/A | #N/A | #N/A | #N/A | #N/A | #N/A | #N/A | #N/A | #N/A | #N/A | #N/A | #N/A | #N/A | #N/A | #N/A | #N/A | #N/A | #N/A | #N/A | #N/A | #N/A | #N/A | #N/A
| #N/A | #N/A |  | #N/A | #N/A | #N/A |  | #N/A | #N/A | #N/A | #N/A | #N/A | 25 | #N/A | #N/A | #N/A | #N/A | #N/A | #N/A | #N/A | #N/A | #N/A |  |  | #N/A | #N/A | #N/A | #N/A | #N/A | #N/A | #N/A | #N/A | #N/A | #N/A | #N/A | #N/A | #N/A | #N/A | #N/A | #N/A | #N/A | #N/A | #N/A | #N/A | #N/A | #N/A | #N/A | #N/A | #N/A | #N/A | #N/A | #N/A | #N/A | #N/A | #N/A | #N/A | #N/A | #N/A | #N/A | #N/A | #N/A | #N/A | #N/A | #N/A | #N/A | #N/A | #N/A | #N/A | #N/A | #N/A | #N/A | #N/A | #N/A | #N/A | #N/A | #N/A | #N/A | #N/A | #N/A | #N/A | #N/A | #N/A
| #N/A | #N/A |  | #N/A | #N/A | #N/A |  | #N/A | #N/A | #N/A | #N/A | #N/A | 25 | #N/A | #N/A | #N/A | #N/A | #N/A | #N/A | #N/A | #N/A | #N/A |  |  | #N/A | #N/A | #N/A | #N/A | #N/A | #N/A | #N/A | #N/A | #N/A | #N/A | #N/A | #N/A | #N/A | #N/A | #N/A | #N/A | #N/A | #N/A | #N/A | #N/A | #N/A | #N/A | #N/A | #N/A | #N/A | #N/A | #N/A | #N/A | #N/A | #N/A | #N/A | #N/A | #N/A | #N/A | #N/A | #N/A | #N/A | #N/A | #N/A | #N/A | #N/A | #N/A | #N/A | #N/A | #N/A | #N/A | #N/A | #N/A | #N/A | #N/A | #N/A | #N/A | #N/A | #N/A | #N/A | #N/A | #N/A | #N/A
| #N/A | #N/A |  | #N/A | #N/A | #N/A |  | #N/A | #N/A | #N/A | #N/A | #N/A | 25 | #N/A | #N/A | #N/A | #N/A | #N/A | #N/A | #N/A | #N/A | #N/A |  |  | #N/A | #N/A | #N/A | #N/A | #N/A | #N/A | #N/A | #N/A | #N/A | #N/A | #N/A | #N/A | #N/A | #N/A | #N/A | #N/A | #N/A | #N/A | #N/A | #N/A | #N/A | #N/A | #N/A | #N/A | #N/A | #N/A | #N/A | #N/A | #N/A | #N/A | #N/A | #N/A | #N/A | #N/A | #N/A | #N/A | #N/A | #N/A | #N/A | #N/A | #N/A | #N/A | #N/A | #N/A | #N/A | #N/A | #N/A | #N/A | #N/A | #N/A | #N/A | #N/A | #N/A | #N/A | #N/A | #N/A | #N/A | #N/A
| #N/A | #N/A |  | #N/A | #N/A | #N/A |  | #N/A | #N/A | #N/A | #N/A | #N/A | 25 | #N/A | #N/A | #N/A | #N/A | #N/A | #N/A | #N/A | #N/A | #N/A |  |  | #N/A | #N/A | #N/A | #N/A | #N/A | #N/A | #N/A | #N/A | #N/A | #N/A | #N/A | #N/A | #N/A | #N/A | #N/A | #N/A | #N/A | #N/A | #N/A | #N/A | #N/A | #N/A | #N/A | #N/A | #N/A | #N/A | #N/A | #N/A | #N/A | #N/A | #N/A | #N/A | #N/A | #N/A | #N/A | #N/A | #N/A | #N/A | #N/A | #N/A | #N/A | #N/A | #N/A | #N/A | #N/A | #N/A | #N/A | #N/A | #N/A | #N/A | #N/A | #N/A | #N/A | #N/A | #N/A | #N/A | #N/A | #N/A
| #N/A | #N/A |  | #N/A | #N/A | #N/A |  | #N/A | #N/A | #N/A | #N/A | #N/A | 25 | #N/A | #N/A | #N/A | #N/A | #N/A | #N/A | #N/A | #N/A | #N/A |  |  | #N/A | #N/A | #N/A | #N/A | #N/A | #N/A | #N/A | #N/A | #N/A | #N/A | #N/A | #N/A | #N/A | #N/A | #N/A | #N/A | #N/A | #N/A | #N/A | #N/A | #N/A | #N/A | #N/A | #N/A | #N/A | #N/A | #N/A | #N/A | #N/A | #N/A | #N/A | #N/A | #N/A | #N/A | #N/A | #N/A | #N/A | #N/A | #N/A | #N/A | #N/A | #N/A | #N/A | #N/A | #N/A | #N/A | #N/A | #N/A | #N/A | #N/A | #N/A | #N/A | #N/A | #N/A | #N/A | #N/A | #N/A | #N/A
| #N/A | #N/A |  | #N/A | #N/A | #N/A |  | #N/A | #N/A | #N/A | #N/A | #N/A | 25 | #N/A | #N/A | #N/A | #N/A | #N/A | #N/A | #N/A | #N/A | #N/A |  |  | #N/A | #N/A | #N/A | #N/A | #N/A | #N/A | #N/A | #N/A | #N/A | #N/A | #N/A | #N/A | #N/A | #N/A | #N/A | #N/A | #N/A | #N/A | #N/A | #N/A | #N/A | #N/A | #N/A | #N/A | #N/A | #N/A | #N/A | #N/A | #N/A | #N/A | #N/A | #N/A | #N/A | #N/A | #N/A | #N/A | #N/A | #N/A | #N/A | #N/A | #N/A | #N/A | #N/A | #N/A | #N/A | #N/A | #N/A | #N/A | #N/A | #N/A | #N/A | #N/A | #N/A | #N/A | #N/A | #N/A | #N/A | #N/A
| #N/A | #N/A |  | #N/A | #N/A | #N/A |  | #N/A | #N/A | #N/A | #N/A | #N/A | 25 | #N/A | #N/A | #N/A | #N/A | #N/A | #N/A | #N/A | #N/A | #N/A |  |  | #N/A | #N/A | #N/A | #N/A | #N/A | #N/A | #N/A | #N/A | #N/A | #N/A | #N/A | #N/A | #N/A | #N/A | #N/A | #N/A | #N/A | #N/A | #N/A | #N/A | #N/A | #N/A | #N/A | #N/A | #N/A | #N/A | #N/A | #N/A | #N/A | #N/A | #N/A | #N/A | #N/A | #N/A | #N/A | #N/A | #N/A | #N/A | #N/A | #N/A | #N/A | #N/A | #N/A | #N/A | #N/A | #N/A | #N/A | #N/A | #N/A | #N/A | #N/A | #N/A | #N/A | #N/A | #N/A | #N/A | #N/A | #N/A
| #N/A | #N/A |  | #N/A | #N/A | #N/A |  | #N/A | #N/A | #N/A | #N/A | #N/A | 25 | #N/A | #N/A | #N/A | #N/A | #N/A | #N/A | #N/A | #N/A | #N/A |  |  | #N/A | #N/A | #N/A | #N/A | #N/A | #N/A | #N/A | #N/A | #N/A | #N/A | #N/A | #N/A | #N/A | #N/A | #N/A | #N/A | #N/A | #N/A | #N/A | #N/A | #N/A | #N/A | #N/A | #N/A | #N/A | #N/A | #N/A | #N/A | #N/A | #N/A | #N/A | #N/A | #N/A | #N/A | #N/A | #N/A | #N/A | #N/A | #N/A | #N/A | #N/A | #N/A | #N/A | #N/A | #N/A | #N/A | #N/A | #N/A | #N/A | #N/A | #N/A | #N/A | #N/A | #N/A | #N/A | #N/A | #N/A | #N/A
| #N/A | #N/A |  | #N/A | #N/A | #N/A |  | #N/A | #N/A | #N/A | #N/A | #N/A | 25 | #N/A | #N/A | #N/A | #N/A | #N/A | #N/A | #N/A | #N/A | #N/A |  |  | #N/A | #N/A | #N/A | #N/A | #N/A | #N/A | #N/A | #N/A | #N/A | #N/A | #N/A | #N/A | #N/A | #N/A | #N/A | #N/A | #N/A | #N/A | #N/A | #N/A | #N/A | #N/A | #N/A | #N/A | #N/A | #N/A | #N/A | #N/A | #N/A | #N/A | #N/A | #N/A | #N/A | #N/A | #N/A | #N/A | #N/A | #N/A | #N/A | #N/A | #N/A | #N/A | #N/A | #N/A | #N/A | #N/A | #N/A | #N/A | #N/A | #N/A | #N/A | #N/A | #N/A | #N/A | #N/A | #N/A | #N/A | #N/A
| #N/A | #N/A |  | #N/A | #N/A | #N/A |  | #N/A | #N/A | #N/A | #N/A | #N/A | 25 | #N/A | #N/A | #N/A | #N/A | #N/A | #N/A | #N/A | #N/A | #N/A |  |  | #N/A | #N/A | #N/A | #N/A | #N/A | #N/A | #N/A | #N/A | #N/A | #N/A | #N/A | #N/A | #N/A | #N/A | #N/A | #N/A | #N/A | #N/A | #N/A | #N/A | #N/A | #N/A | #N/A | #N/A | #N/A | #N/A | #N/A | #N/A | #N/A | #N/A | #N/A | #N/A | #N/A | #N/A | #N/A | #N/A | #N/A | #N/A | #N/A | #N/A | #N/A | #N/A | #N/A | #N/A | #N/A | #N/A | #N/A | #N/A | #N/A | #N/A | #N/A | #N/A | #N/A | #N/A | #N/A | #N/A | #N/A | #N/A
| #N/A | #N/A |  | #N/A | #N/A | #N/A |  | #N/A | #N/A | #N/A | #N/A | #N/A | 25 | #N/A | #N/A | #N/A | #N/A | #N/A | #N/A | #N/A | #N/A | #N/A |  |  | #N/A | #N/A | #N/A | #N/A | #N/A | #N/A | #N/A | #N/A | #N/A | #N/A | #N/A | #N/A | #N/A | #N/A | #N/A | #N/A | #N/A | #N/A | #N/A | #N/A | #N/A | #N/A | #N/A | #N/A | #N/A | #N/A | #N/A | #N/A | #N/A | #N/A | #N/A | #N/A | #N/A | #N/A | #N/A | #N/A | #N/A | #N/A | #N/A | #N/A | #N/A | #N/A | #N/A | #N/A | #N/A | #N/A | #N/A | #N/A | #N/A | #N/A | #N/A | #N/A | #N/A | #N/A | #N/A | #N/A | #N/A | #N/A
| #N/A | #N/A |  | #N/A | #N/A | #N/A |  | #N/A | #N/A | #N/A | #N/A | #N/A | 25 | #N/A | #N/A | #N/A | #N/A | #N/A | #N/A | #N/A | #N/A | #N/A |  |  | #N/A | #N/A | #N/A | #N/A | #N/A | #N/A | #N/A | #N/A | #N/A | #N/A | #N/A | #N/A | #N/A | #N/A | #N/A | #N/A | #N/A | #N/A | #N/A | #N/A | #N/A | #N/A | #N/A | #N/A | #N/A | #N/A | #N/A | #N/A | #N/A | #N/A | #N/A | #N/A | #N/A | #N/A | #N/A | #N/A | #N/A | #N/A | #N/A | #N/A | #N/A | #N/A | #N/A | #N/A | #N/A | #N/A | #N/A | #N/A | #N/A | #N/A | #N/A | #N/A | #N/A | #N/A | #N/A | #N/A | #N/A | #N/A
| #N/A | #N/A |  | #N/A | #N/A | #N/A |  | #N/A | #N/A | #N/A | #N/A | #N/A | 25 | #N/A | #N/A | #N/A | #N/A | #N/A | #N/A | #N/A | #N/A | #N/A |  |  | #N/A | #N/A | #N/A | #N/A | #N/A | #N/A | #N/A | #N/A | #N/A | #N/A | #N/A | #N/A | #N/A | #N/A | #N/A | #N/A | #N/A | #N/A | #N/A | #N/A | #N/A | #N/A | #N/A | #N/A | #N/A | #N/A | #N/A | #N/A | #N/A | #N/A | #N/A | #N/A | #N/A | #N/A | #N/A | #N/A | #N/A | #N/A | #N/A | #N/A | #N/A | #N/A | #N/A | #N/A | #N/A | #N/A | #N/A | #N/A | #N/A | #N/A | #N/A | #N/A | #N/A | #N/A | #N/A | #N/A | #N/A | #N/A
| #N/A | #N/A |  | #N/A | #N/A | #N/A |  | #N/A | #N/A | #N/A | #N/A | #N/A | 25 | #N/A | #N/A | #N/A | #N/A | #N/A | #N/A | #N/A | #N/A | #N/A |  |  | #N/A | #N/A | #N/A | #N/A | #N/A | #N/A | #N/A | #N/A | #N/A | #N/A | #N/A | #N/A | #N/A | #N/A | #N/A | #N/A | #N/A | #N/A | #N/A | #N/A | #N/A | #N/A | #N/A | #N/A | #N/A | #N/A | #N/A | #N/A | #N/A | #N/A | #N/A | #N/A | #N/A | #N/A | #N/A | #N/A | #N/A | #N/A | #N/A | #N/A | #N/A | #N/A | #N/A | #N/A | #N/A | #N/A | #N/A | #N/A | #N/A | #N/A | #N/A | #N/A | #N/A | #N/A | #N/A | #N/A | #N/A | #N/A
| #N/A | #N/A |  | #N/A | #N/A | #N/A |  | #N/A | #N/A | #N/A | #N/A | #N/A | 25 | #N/A | #N/A | #N/A | #N/A | #N/A | #N/A | #N/A | #N/A | #N/A |  |  | #N/A | #N/A | #N/A | #N/A | #N/A | #N/A | #N/A | #N/A | #N/A | #N/A | #N/A | #N/A | #N/A | #N/A | #N/A | #N/A | #N/A | #N/A | #N/A | #N/A | #N/A | #N/A | #N/A | #N/A | #N/A | #N/A | #N/A | #N/A | #N/A | #N/A | #N/A | #N/A | #N/A | #N/A | #N/A | #N/A | #N/A | #N/A | #N/A | #N/A | #N/A | #N/A | #N/A | #N/A | #N/A | #N/A | #N/A | #N/A | #N/A | #N/A | #N/A | #N/A | #N/A | #N/A | #N/A | #N/A | #N/A | #N/A
| #N/A | #N/A |  | #N/A | #N/A | #N/A |  | #N/A | #N/A | #N/A | #N/A | #N/A | 25 | #N/A | #N/A | #N/A | #N/A | #N/A | #N/A | #N/A | #N/A | #N/A |  |  | #N/A | #N/A | #N/A | #N/A | #N/A | #N/A | #N/A | #N/A | #N/A | #N/A | #N/A | #N/A | #N/A | #N/A | #N/A | #N/A | #N/A | #N/A | #N/A | #N/A | #N/A | #N/A | #N/A | #N/A | #N/A | #N/A | #N/A | #N/A | #N/A | #N/A | #N/A | #N/A | #N/A | #N/A | #N/A | #N/A | #N/A | #N/A | #N/A | #N/A | #N/A | #N/A | #N/A | #N/A | #N/A | #N/A | #N/A | #N/A | #N/A | #N/A | #N/A | #N/A | #N/A | #N/A | #N/A | #N/A | #N/A | #N/A
| #N/A | #N/A |  | #N/A | #N/A | #N/A |  | #N/A | #N/A | #N/A | #N/A | #N/A | 25 | #N/A | #N/A | #N/A | #N/A | #N/A | #N/A | #N/A | #N/A | #N/A |  |  | #N/A | #N/A | #N/A | #N/A | #N/A | #N/A | #N/A | #N/A | #N/A | #N/A | #N/A | #N/A | #N/A | #N/A | #N/A | #N/A | #N/A | #N/A | #N/A | #N/A | #N/A | #N/A | #N/A | #N/A | #N/A | #N/A | #N/A | #N/A | #N/A | #N/A | #N/A | #N/A | #N/A | #N/A | #N/A | #N/A | #N/A | #N/A | #N/A | #N/A | #N/A | #N/A | #N/A | #N/A | #N/A | #N/A | #N/A | #N/A | #N/A | #N/A | #N/A | #N/A | #N/A | #N/A | #N/A | #N/A | #N/A | #N/A
| #N/A | #N/A |  | #N/A | #N/A | #N/A |  | #N/A | #N/A | #N/A | #N/A | #N/A | 25 | #N/A | #N/A | #N/A | #N/A | #N/A | #N/A | #N/A | #N/A | #N/A |  |  | #N/A | #N/A | #N/A | #N/A | #N/A | #N/A | #N/A | #N/A | #N/A | #N/A | #N/A | #N/A | #N/A | #N/A | #N/A | #N/A | #N/A | #N/A | #N/A | #N/A | #N/A | #N/A | #N/A | #N/A | #N/A | #N/A | #N/A | #N/A | #N/A | #N/A | #N/A | #N/A | #N/A | #N/A | #N/A | #N/A | #N/A | #N/A | #N/A | #N/A | #N/A | #N/A | #N/A | #N/A | #N/A | #N/A | #N/A | #N/A | #N/A | #N/A | #N/A | #N/A | #N/A | #N/A | #N/A | #N/A | #N/A | #N/A
| #N/A | #N/A |  | #N/A | #N/A | #N/A |  | #N/A | #N/A | #N/A | #N/A | #N/A | 25 | #N/A | #N/A | #N/A | #N/A | #N/A | #N/A | #N/A | #N/A | #N/A |  |  | #N/A | #N/A | #N/A | #N/A | #N/A | #N/A | #N/A | #N/A | #N/A | #N/A | #N/A | #N/A | #N/A | #N/A | #N/A | #N/A | #N/A | #N/A | #N/A | #N/A | #N/A | #N/A | #N/A | #N/A | #N/A | #N/A | #N/A | #N/A | #N/A | #N/A | #N/A | #N/A | #N/A | #N/A | #N/A | #N/A | #N/A | #N/A | #N/A | #N/A | #N/A | #N/A | #N/A | #N/A | #N/A | #N/A | #N/A | #N/A | #N/A | #N/A | #N/A | #N/A | #N/A | #N/A | #N/A | #N/A | #N/A | #N/A
| #N/A | #N/A |  | #N/A | #N/A | #N/A |  | #N/A | #N/A | #N/A | #N/A | #N/A | 25 | #N/A | #N/A | #N/A | #N/A | #N/A | #N/A | #N/A | #N/A | #N/A |  |  | #N/A | #N/A | #N/A | #N/A | #N/A | #N/A | #N/A | #N/A | #N/A | #N/A | #N/A | #N/A | #N/A | #N/A | #N/A | #N/A | #N/A | #N/A | #N/A | #N/A | #N/A | #N/A | #N/A | #N/A | #N/A | #N/A | #N/A | #N/A | #N/A | #N/A | #N/A | #N/A | #N/A | #N/A | #N/A | #N/A | #N/A | #N/A | #N/A | #N/A | #N/A | #N/A | #N/A | #N/A | #N/A | #N/A | #N/A | #N/A | #N/A | #N/A | #N/A | #N/A | #N/A | #N/A | #N/A | #N/A | #N/A | #N/A
| #N/A | #N/A |  | #N/A | #N/A | #N/A |  | #N/A | #N/A | #N/A | #N/A | #N/A | 25 | #N/A | #N/A | #N/A | #N/A | #N/A | #N/A | #N/A | #N/A | #N/A |  |  | #N/A | #N/A | #N/A | #N/A | #N/A | #N/A | #N/A | #N/A | #N/A | #N/A | #N/A | #N/A | #N/A | #N/A | #N/A | #N/A | #N/A | #N/A | #N/A | #N/A | #N/A | #N/A | #N/A | #N/A | #N/A | #N/A | #N/A | #N/A | #N/A | #N/A | #N/A | #N/A | #N/A | #N/A | #N/A | #N/A | #N/A | #N/A | #N/A | #N/A | #N/A | #N/A | #N/A | #N/A | #N/A | #N/A | #N/A | #N/A | #N/A | #N/A | #N/A | #N/A | #N/A | #N/A | #N/A | #N/A | #N/A | #N/A
| #N/A | #N/A |  | #N/A | #N/A | #N/A |  | #N/A | #N/A | #N/A | #N/A | #N/A | 25 | #N/A | #N/A | #N/A | #N/A | #N/A | #N/A | #N/A | #N/A | #N/A |  |  | #N/A | #N/A | #N/A | #N/A | #N/A | #N/A | #N/A | #N/A | #N/A | #N/A | #N/A | #N/A | #N/A | #N/A | #N/A | #N/A | #N/A | #N/A | #N/A | #N/A | #N/A | #N/A | #N/A | #N/A | #N/A | #N/A | #N/A | #N/A | #N/A | #N/A | #N/A | #N/A | #N/A | #N/A | #N/A | #N/A | #N/A | #N/A | #N/A | #N/A | #N/A | #N/A | #N/A | #N/A | #N/A | #N/A | #N/A | #N/A | #N/A | #N/A | #N/A | #N/A | #N/A | #N/A | #N/A | #N/A | #N/A | #N/A
| #N/A | #N/A |  | #N/A | #N/A | #N/A |  | #N/A | #N/A | #N/A | #N/A | #N/A | 25 | #N/A | #N/A | #N/A | #N/A | #N/A | #N/A | #N/A | #N/A | #N/A |  |  | #N/A | #N/A | #N/A | #N/A | #N/A | #N/A | #N/A | #N/A | #N/A | #N/A | #N/A | #N/A | #N/A | #N/A | #N/A | #N/A | #N/A | #N/A | #N/A | #N/A | #N/A | #N/A | #N/A | #N/A | #N/A | #N/A | #N/A | #N/A | #N/A | #N/A | #N/A | #N/A | #N/A | #N/A | #N/A | #N/A | #N/A | #N/A | #N/A | #N/A | #N/A | #N/A | #N/A | #N/A | #N/A | #N/A | #N/A | #N/A | #N/A | #N/A | #N/A | #N/A | #N/A | #N/A | #N/A | #N/A | #N/A | #N/A
| #N/A | #N/A |  | #N/A | #N/A | #N/A |  | #N/A | #N/A | #N/A | #N/A | #N/A | 25 | #N/A | #N/A | #N/A | #N/A | #N/A | #N/A | #N/A | #N/A | #N/A |  |  | #N/A | #N/A | #N/A | #N/A | #N/A | #N/A | #N/A | #N/A | #N/A | #N/A | #N/A | #N/A | #N/A | #N/A | #N/A | #N/A | #N/A | #N/A | #N/A | #N/A | #N/A | #N/A | #N/A | #N/A | #N/A | #N/A | #N/A | #N/A | #N/A | #N/A | #N/A | #N/A | #N/A | #N/A | #N/A | #N/A | #N/A | #N/A | #N/A | #N/A | #N/A | #N/A | #N/A | #N/A | #N/A | #N/A | #N/A | #N/A | #N/A | #N/A | #N/A | #N/A | #N/A | #N/A | #N/A | #N/A | #N/A | #N/A
| #N/A | #N/A |  | #N/A | #N/A | #N/A |  | #N/A | #N/A | #N/A | #N/A | #N/A | 25 | #N/A | #N/A | #N/A | #N/A | #N/A | #N/A | #N/A | #N/A | #N/A |  |  | #N/A | #N/A | #N/A | #N/A | #N/A | #N/A | #N/A | #N/A | #N/A | #N/A | #N/A | #N/A | #N/A | #N/A | #N/A | #N/A | #N/A | #N/A | #N/A | #N/A | #N/A | #N/A | #N/A | #N/A | #N/A | #N/A | #N/A | #N/A | #N/A | #N/A | #N/A | #N/A | #N/A | #N/A | #N/A | #N/A | #N/A | #N/A | #N/A | #N/A | #N/A | #N/A | #N/A | #N/A | #N/A | #N/A | #N/A | #N/A | #N/A | #N/A | #N/A | #N/A | #N/A | #N/A | #N/A | #N/A | #N/A | #N/A
| #N/A | #N/A |  | #N/A | #N/A | #N/A |  | #N/A | #N/A | #N/A | #N/A | #N/A | 25 | #N/A | #N/A | #N/A | #N/A | #N/A | #N/A | #N/A | #N/A | #N/A |  |  | #N/A | #N/A | #N/A | #N/A | #N/A | #N/A | #N/A | #N/A | #N/A | #N/A | #N/A | #N/A | #N/A | #N/A | #N/A | #N/A | #N/A | #N/A | #N/A | #N/A | #N/A | #N/A | #N/A | #N/A | #N/A | #N/A | #N/A | #N/A | #N/A | #N/A | #N/A | #N/A | #N/A | #N/A | #N/A | #N/A | #N/A | #N/A | #N/A | #N/A | #N/A | #N/A | #N/A | #N/A | #N/A | #N/A | #N/A | #N/A | #N/A | #N/A | #N/A | #N/A | #N/A | #N/A | #N/A | #N/A | #N/A | #N/A
| #N/A | #N/A |  | #N/A | #N/A | #N/A |  | #N/A | #N/A | #N/A | #N/A | #N/A | 25 | #N/A | #N/A | #N/A | #N/A | #N/A | #N/A | #N/A | #N/A | #N/A |  |  | #N/A | #N/A | #N/A | #N/A | #N/A | #N/A | #N/A | #N/A | #N/A | #N/A | #N/A | #N/A | #N/A | #N/A | #N/A | #N/A | #N/A | #N/A | #N/A | #N/A | #N/A | #N/A | #N/A | #N/A | #N/A | #N/A | #N/A | #N/A | #N/A | #N/A | #N/A | #N/A | #N/A | #N/A | #N/A | #N/A | #N/A | #N/A | #N/A | #N/A | #N/A | #N/A | #N/A | #N/A | #N/A | #N/A | #N/A | #N/A | #N/A | #N/A | #N/A | #N/A | #N/A | #N/A | #N/A | #N/A | #N/A | #N/A
| #N/A | #N/A |  | #N/A | #N/A | #N/A |  | #N/A | #N/A | #N/A | #N/A | #N/A | 25 | #N/A | #N/A | #N/A | #N/A | #N/A | #N/A | #N/A | #N/A | #N/A |  |  | #N/A | #N/A | #N/A | #N/A | #N/A | #N/A | #N/A | #N/A | #N/A | #N/A | #N/A | #N/A | #N/A | #N/A | #N/A | #N/A | #N/A | #N/A | #N/A | #N/A | #N/A | #N/A | #N/A | #N/A | #N/A | #N/A | #N/A | #N/A | #N/A | #N/A | #N/A | #N/A | #N/A | #N/A | #N/A | #N/A | #N/A | #N/A | #N/A | #N/A | #N/A | #N/A | #N/A | #N/A | #N/A | #N/A | #N/A | #N/A | #N/A | #N/A | #N/A | #N/A | #N/A | #N/A | #N/A | #N/A | #N/A | #N/A
| #N/A | #N/A |  | #N/A | #N/A | #N/A |  | #N/A | #N/A | #N/A | #N/A | #N/A | 25 | #N/A | #N/A | #N/A | #N/A | #N/A | #N/A | #N/A | #N/A | #N/A |  |  | #N/A | #N/A | #N/A | #N/A | #N/A | #N/A | #N/A | #N/A | #N/A | #N/A | #N/A | #N/A | #N/A | #N/A | #N/A | #N/A | #N/A | #N/A | #N/A | #N/A | #N/A | #N/A | #N/A | #N/A | #N/A | #N/A | #N/A | #N/A | #N/A | #N/A | #N/A | #N/A | #N/A | #N/A | #N/A | #N/A | #N/A | #N/A | #N/A | #N/A | #N/A | #N/A | #N/A | #N/A | #N/A | #N/A | #N/A | #N/A | #N/A | #N/A | #N/A | #N/A | #N/A | #N/A | #N/A | #N/A | #N/A | #N/A
| #N/A | #N/A |  | #N/A | #N/A | #N/A |  | #N/A | #N/A | #N/A | #N/A | #N/A | 25 | #N/A | #N/A | #N/A | #N/A | #N/A | #N/A | #N/A | #N/A | #N/A |  |  | #N/A | #N/A | #N/A | #N/A | #N/A | #N/A | #N/A | #N/A | #N/A | #N/A | #N/A | #N/A | #N/A | #N/A | #N/A | #N/A | #N/A | #N/A | #N/A | #N/A | #N/A | #N/A | #N/A | #N/A | #N/A | #N/A | #N/A | #N/A | #N/A | #N/A | #N/A | #N/A | #N/A | #N/A | #N/A | #N/A | #N/A | #N/A | #N/A | #N/A | #N/A | #N/A | #N/A | #N/A | #N/A | #N/A | #N/A | #N/A | #N/A | #N/A | #N/A | #N/A | #N/A | #N/A | #N/A | #N/A | #N/A | #N/A
| #N/A | #N/A |  | #N/A | #N/A | #N/A |  | #N/A | #N/A | #N/A | #N/A | #N/A | 25 | #N/A | #N/A | #N/A | #N/A | #N/A | #N/A | #N/A | #N/A | #N/A |  |  | #N/A | #N/A | #N/A | #N/A | #N/A | #N/A | #N/A | #N/A | #N/A | #N/A | #N/A | #N/A | #N/A | #N/A | #N/A | #N/A | #N/A | #N/A | #N/A | #N/A | #N/A | #N/A | #N/A | #N/A | #N/A | #N/A | #N/A | #N/A | #N/A | #N/A | #N/A | #N/A | #N/A | #N/A | #N/A | #N/A | #N/A | #N/A | #N/A | #N/A | #N/A | #N/A | #N/A | #N/A | #N/A | #N/A | #N/A | #N/A | #N/A | #N/A | #N/A | #N/A | #N/A | #N/A | #N/A | #N/A | #N/A | #N/A
| #N/A | #N/A |  | #N/A | #N/A | #N/A |  | #N/A | #N/A | #N/A | #N/A | #N/A | 25 | #N/A | #N/A | #N/A | #N/A | #N/A | #N/A | #N/A | #N/A | #N/A |  |  | #N/A | #N/A | #N/A | #N/A | #N/A | #N/A | #N/A | #N/A | #N/A | #N/A | #N/A | #N/A | #N/A | #N/A | #N/A | #N/A | #N/A | #N/A | #N/A | #N/A | #N/A | #N/A | #N/A | #N/A | #N/A | #N/A | #N/A | #N/A | #N/A | #N/A | #N/A | #N/A | #N/A | #N/A | #N/A | #N/A | #N/A | #N/A | #N/A | #N/A | #N/A | #N/A | #N/A | #N/A | #N/A | #N/A | #N/A | #N/A | #N/A | #N/A | #N/A | #N/A | #N/A | #N/A | #N/A | #N/A | #N/A | #N/A
| #N/A | #N/A |  | #N/A | #N/A | #N/A |  | #N/A | #N/A | #N/A | #N/A | #N/A | 25 | #N/A | #N/A | #N/A | #N/A | #N/A | #N/A | #N/A | #N/A | #N/A |  |  | #N/A | #N/A | #N/A | #N/A | #N/A | #N/A | #N/A | #N/A | #N/A | #N/A | #N/A | #N/A | #N/A | #N/A | #N/A | #N/A | #N/A | #N/A | #N/A | #N/A | #N/A | #N/A | #N/A | #N/A | #N/A | #N/A | #N/A | #N/A | #N/A | #N/A | #N/A | #N/A | #N/A | #N/A | #N/A | #N/A | #N/A | #N/A | #N/A | #N/A | #N/A | #N/A | #N/A | #N/A | #N/A | #N/A | #N/A | #N/A | #N/A | #N/A | #N/A | #N/A | #N/A | #N/A | #N/A | #N/A | #N/A | #N/A
| #N/A | #N/A |  | #N/A | #N/A | #N/A |  | #N/A | #N/A | #N/A | #N/A | #N/A | 25 | #N/A | #N/A | #N/A | #N/A | #N/A | #N/A | #N/A | #N/A | #N/A |  |  | #N/A | #N/A | #N/A | #N/A | #N/A | #N/A | #N/A | #N/A | #N/A | #N/A | #N/A | #N/A | #N/A | #N/A | #N/A | #N/A | #N/A | #N/A | #N/A | #N/A | #N/A | #N/A | #N/A | #N/A | #N/A | #N/A | #N/A | #N/A | #N/A | #N/A | #N/A | #N/A | #N/A | #N/A | #N/A | #N/A | #N/A | #N/A | #N/A | #N/A | #N/A | #N/A | #N/A | #N/A | #N/A | #N/A | #N/A | #N/A | #N/A | #N/A | #N/A | #N/A | #N/A | #N/A | #N/A | #N/A | #N/A | #N/A
| #N/A | #N/A |  | #N/A | #N/A | #N/A |  | #N/A | #N/A | #N/A | #N/A | #N/A | 25 | #N/A | #N/A | #N/A | #N/A | #N/A | #N/A | #N/A | #N/A | #N/A |  |  | #N/A | #N/A | #N/A | #N/A | #N/A | #N/A | #N/A | #N/A | #N/A | #N/A | #N/A | #N/A | #N/A | #N/A | #N/A | #N/A | #N/A | #N/A | #N/A | #N/A | #N/A | #N/A | #N/A | #N/A | #N/A | #N/A | #N/A | #N/A | #N/A | #N/A | #N/A | #N/A | #N/A | #N/A | #N/A | #N/A | #N/A | #N/A | #N/A | #N/A | #N/A | #N/A | #N/A | #N/A | #N/A | #N/A | #N/A | #N/A | #N/A | #N/A | #N/A | #N/A | #N/A | #N/A | #N/A | #N/A | #N/A | #N/A
| #N/A | #N/A |  | #N/A | #N/A | #N/A |  | #N/A | #N/A | #N/A | #N/A | #N/A | 25 | #N/A | #N/A | #N/A | #N/A | #N/A | #N/A | #N/A | #N/A | #N/A |  |  | #N/A | #N/A | #N/A | #N/A | #N/A | #N/A | #N/A | #N/A | #N/A | #N/A | #N/A | #N/A | #N/A | #N/A | #N/A | #N/A | #N/A | #N/A | #N/A | #N/A | #N/A | #N/A | #N/A | #N/A | #N/A | #N/A | #N/A | #N/A | #N/A | #N/A | #N/A | #N/A | #N/A | #N/A | #N/A | #N/A | #N/A | #N/A | #N/A | #N/A | #N/A | #N/A | #N/A | #N/A | #N/A | #N/A | #N/A | #N/A | #N/A | #N/A | #N/A | #N/A | #N/A | #N/A | #N/A | #N/A | #N/A | #N/A
| #N/A | #N/A |  | #N/A | #N/A | #N/A |  | #N/A | #N/A | #N/A | #N/A | #N/A | 25 | #N/A | #N/A | #N/A | #N/A | #N/A | #N/A | #N/A | #N/A | #N/A |  |  | #N/A | #N/A | #N/A | #N/A | #N/A | #N/A | #N/A | #N/A | #N/A | #N/A | #N/A | #N/A | #N/A | #N/A | #N/A | #N/A | #N/A | #N/A | #N/A | #N/A | #N/A | #N/A | #N/A | #N/A | #N/A | #N/A | #N/A | #N/A | #N/A | #N/A | #N/A | #N/A | #N/A | #N/A | #N/A | #N/A | #N/A | #N/A | #N/A | #N/A | #N/A | #N/A | #N/A | #N/A | #N/A | #N/A | #N/A | #N/A | #N/A | #N/A | #N/A | #N/A | #N/A | #N/A | #N/A | #N/A | #N/A | #N/A
| #N/A | #N/A |  | #N/A | #N/A | #N/A |  | #N/A | #N/A | #N/A | #N/A | #N/A | 25 | #N/A | #N/A | #N/A | #N/A | #N/A | #N/A | #N/A | #N/A | #N/A |  |  | #N/A | #N/A | #N/A | #N/A | #N/A | #N/A | #N/A | #N/A | #N/A | #N/A | #N/A | #N/A | #N/A | #N/A | #N/A | #N/A | #N/A | #N/A | #N/A | #N/A | #N/A | #N/A | #N/A | #N/A | #N/A | #N/A | #N/A | #N/A | #N/A | #N/A | #N/A | #N/A | #N/A | #N/A | #N/A | #N/A | #N/A | #N/A | #N/A | #N/A | #N/A | #N/A | #N/A | #N/A | #N/A | #N/A | #N/A | #N/A | #N/A | #N/A | #N/A | #N/A | #N/A | #N/A | #N/A | #N/A | #N/A | #N/A
| #N/A | #N/A |  | #N/A | #N/A | #N/A |  | #N/A | #N/A | #N/A | #N/A | #N/A | 25 | #N/A | #N/A | #N/A | #N/A | #N/A | #N/A | #N/A | #N/A | #N/A |  |  | #N/A | #N/A | #N/A | #N/A | #N/A | #N/A | #N/A | #N/A | #N/A | #N/A | #N/A | #N/A | #N/A | #N/A | #N/A | #N/A | #N/A | #N/A | #N/A | #N/A | #N/A | #N/A | #N/A | #N/A | #N/A | #N/A | #N/A | #N/A | #N/A | #N/A | #N/A | #N/A | #N/A | #N/A | #N/A | #N/A | #N/A | #N/A | #N/A | #N/A | #N/A | #N/A | #N/A | #N/A | #N/A | #N/A | #N/A | #N/A | #N/A | #N/A | #N/A | #N/A | #N/A | #N/A | #N/A | #N/A | #N/A | #N/A
| #N/A | #N/A |  | #N/A | #N/A | #N/A |  | #N/A | #N/A | #N/A | #N/A | #N/A | 25 | #N/A | #N/A | #N/A | #N/A | #N/A | #N/A | #N/A | #N/A | #N/A |  |  | #N/A | #N/A | #N/A | #N/A | #N/A | #N/A | #N/A | #N/A | #N/A | #N/A | #N/A | #N/A | #N/A | #N/A | #N/A | #N/A | #N/A | #N/A | #N/A | #N/A | #N/A | #N/A | #N/A | #N/A | #N/A | #N/A | #N/A | #N/A | #N/A | #N/A | #N/A | #N/A | #N/A | #N/A | #N/A | #N/A | #N/A | #N/A | #N/A | #N/A | #N/A | #N/A | #N/A | #N/A | #N/A | #N/A | #N/A | #N/A | #N/A | #N/A | #N/A | #N/A | #N/A | #N/A | #N/A | #N/A | #N/A | #N/A
| #N/A | #N/A |  | #N/A | #N/A | #N/A |  | #N/A | #N/A | #N/A | #N/A | #N/A | 25 | #N/A | #N/A | #N/A | #N/A | #N/A | #N/A | #N/A | #N/A | #N/A |  |  | #N/A | #N/A | #N/A | #N/A | #N/A | #N/A | #N/A | #N/A | #N/A | #N/A | #N/A | #N/A | #N/A | #N/A | #N/A | #N/A | #N/A | #N/A | #N/A | #N/A | #N/A | #N/A | #N/A | #N/A | #N/A | #N/A | #N/A | #N/A | #N/A | #N/A | #N/A | #N/A | #N/A | #N/A | #N/A | #N/A | #N/A | #N/A | #N/A | #N/A | #N/A | #N/A | #N/A | #N/A | #N/A | #N/A | #N/A | #N/A | #N/A | #N/A | #N/A | #N/A | #N/A | #N/A | #N/A | #N/A | #N/A | #N/A
| #N/A | #N/A |  | #N/A | #N/A | #N/A |  | #N/A | #N/A | #N/A | #N/A | #N/A | 25 | #N/A | #N/A | #N/A | #N/A | #N/A | #N/A | #N/A | #N/A | #N/A |  |  | #N/A | #N/A | #N/A | #N/A | #N/A | #N/A | #N/A | #N/A | #N/A | #N/A | #N/A | #N/A | #N/A | #N/A | #N/A | #N/A | #N/A | #N/A | #N/A | #N/A | #N/A | #N/A | #N/A | #N/A | #N/A | #N/A | #N/A | #N/A | #N/A | #N/A | #N/A | #N/A | #N/A | #N/A | #N/A | #N/A | #N/A | #N/A | #N/A | #N/A | #N/A | #N/A | #N/A | #N/A | #N/A | #N/A | #N/A | #N/A | #N/A | #N/A | #N/A | #N/A | #N/A | #N/A | #N/A | #N/A | #N/A | #N/A
| #N/A | #N/A |  | #N/A | #N/A | #N/A |  | #N/A | #N/A | #N/A | #N/A | #N/A | 25 | #N/A | #N/A | #N/A | #N/A | #N/A | #N/A | #N/A | #N/A | #N/A |  |  | #N/A | #N/A | #N/A | #N/A | #N/A | #N/A | #N/A | #N/A | #N/A | #N/A | #N/A | #N/A | #N/A | #N/A | #N/A | #N/A | #N/A | #N/A | #N/A | #N/A | #N/A | #N/A | #N/A | #N/A | #N/A | #N/A | #N/A | #N/A | #N/A | #N/A | #N/A | #N/A | #N/A | #N/A | #N/A | #N/A | #N/A | #N/A | #N/A | #N/A | #N/A | #N/A | #N/A | #N/A | #N/A | #N/A | #N/A | #N/A | #N/A | #N/A | #N/A | #N/A | #N/A | #N/A | #N/A | #N/A | #N/A | #N/A
| #N/A | #N/A |  | #N/A | #N/A | #N/A |  | #N/A | #N/A | #N/A | #N/A | #N/A | 25 | #N/A | #N/A | #N/A | #N/A | #N/A | #N/A | #N/A | #N/A | #N/A |  |  | #N/A | #N/A | #N/A | #N/A | #N/A | #N/A | #N/A | #N/A | #N/A | #N/A | #N/A | #N/A | #N/A | #N/A | #N/A | #N/A | #N/A | #N/A | #N/A | #N/A | #N/A | #N/A | #N/A | #N/A | #N/A | #N/A | #N/A | #N/A | #N/A | #N/A | #N/A | #N/A | #N/A | #N/A | #N/A | #N/A | #N/A | #N/A | #N/A | #N/A | #N/A | #N/A | #N/A | #N/A | #N/A | #N/A | #N/A | #N/A | #N/A | #N/A | #N/A | #N/A | #N/A | #N/A | #N/A | #N/A | #N/A | #N/A
| #N/A | #N/A |  | #N/A | #N/A | #N/A |  | #N/A | #N/A | #N/A | #N/A | #N/A | 25 | #N/A | #N/A | #N/A | #N/A | #N/A | #N/A | #N/A | #N/A | #N/A |  |  | #N/A | #N/A | #N/A | #N/A | #N/A | #N/A | #N/A | #N/A | #N/A | #N/A | #N/A | #N/A | #N/A | #N/A | #N/A | #N/A | #N/A | #N/A | #N/A | #N/A | #N/A | #N/A | #N/A | #N/A | #N/A | #N/A | #N/A | #N/A | #N/A | #N/A | #N/A | #N/A | #N/A | #N/A | #N/A | #N/A | #N/A | #N/A | #N/A | #N/A | #N/A | #N/A | #N/A | #N/A | #N/A | #N/A | #N/A | #N/A | #N/A | #N/A | #N/A | #N/A | #N/A | #N/A | #N/A | #N/A | #N/A | #N/A
| #N/A | #N/A |  | #N/A | #N/A | #N/A |  | #N/A | #N/A | #N/A | #N/A | #N/A | 25 | #N/A | #N/A | #N/A | #N/A | #N/A | #N/A | #N/A | #N/A | #N/A |  |  | #N/A | #N/A | #N/A | #N/A | #N/A | #N/A | #N/A | #N/A | #N/A | #N/A | #N/A | #N/A | #N/A | #N/A | #N/A | #N/A | #N/A | #N/A | #N/A | #N/A | #N/A | #N/A | #N/A | #N/A | #N/A | #N/A | #N/A | #N/A | #N/A | #N/A | #N/A | #N/A | #N/A | #N/A | #N/A | #N/A | #N/A | #N/A | #N/A | #N/A | #N/A | #N/A | #N/A | #N/A | #N/A | #N/A | #N/A | #N/A | #N/A | #N/A | #N/A | #N/A | #N/A | #N/A | #N/A | #N/A | #N/A | #N/A
| #N/A | #N/A |  | #N/A | #N/A | #N/A |  | #N/A | #N/A | #N/A | #N/A | #N/A | 25 | #N/A | #N/A | #N/A | #N/A | #N/A | #N/A | #N/A | #N/A | #N/A |  |  | #N/A | #N/A | #N/A | #N/A | #N/A | #N/A | #N/A | #N/A | #N/A | #N/A | #N/A | #N/A | #N/A | #N/A | #N/A | #N/A | #N/A | #N/A | #N/A | #N/A | #N/A | #N/A | #N/A | #N/A | #N/A | #N/A | #N/A | #N/A | #N/A | #N/A | #N/A | #N/A | #N/A | #N/A | #N/A | #N/A | #N/A | #N/A | #N/A | #N/A | #N/A | #N/A | #N/A | #N/A | #N/A | #N/A | #N/A | #N/A | #N/A | #N/A | #N/A | #N/A | #N/A | #N/A | #N/A | #N/A | #N/A | #N/A
| #N/A | #N/A |  | #N/A | #N/A | #N/A |  | #N/A | #N/A | #N/A | #N/A | #N/A | 25 | #N/A | #N/A | #N/A | #N/A | #N/A | #N/A | #N/A | #N/A | #N/A |  |  | #N/A | #N/A | #N/A | #N/A | #N/A | #N/A | #N/A | #N/A | #N/A | #N/A | #N/A | #N/A | #N/A | #N/A | #N/A | #N/A | #N/A | #N/A | #N/A | #N/A | #N/A | #N/A | #N/A | #N/A | #N/A | #N/A | #N/A | #N/A | #N/A | #N/A | #N/A | #N/A | #N/A | #N/A | #N/A | #N/A | #N/A | #N/A | #N/A | #N/A | #N/A | #N/A | #N/A | #N/A | #N/A | #N/A | #N/A | #N/A | #N/A | #N/A | #N/A | #N/A | #N/A | #N/A | #N/A | #N/A | #N/A | #N/A
| #N/A | #N/A |  | #N/A | #N/A | #N/A |  | #N/A | #N/A | #N/A | #N/A | #N/A | 25 | #N/A | #N/A | #N/A | #N/A | #N/A | #N/A | #N/A | #N/A | #N/A |  |  | #N/A | #N/A | #N/A | #N/A | #N/A | #N/A | #N/A | #N/A | #N/A | #N/A | #N/A | #N/A | #N/A | #N/A | #N/A | #N/A | #N/A | #N/A | #N/A | #N/A | #N/A | #N/A | #N/A | #N/A | #N/A | #N/A | #N/A | #N/A | #N/A | #N/A | #N/A | #N/A | #N/A | #N/A | #N/A | #N/A | #N/A | #N/A | #N/A | #N/A | #N/A | #N/A | #N/A | #N/A | #N/A | #N/A | #N/A | #N/A | #N/A | #N/A | #N/A | #N/A | #N/A | #N/A | #N/A | #N/A | #N/A | #N/A
| #N/A | #N/A |  | #N/A | #N/A | #N/A |  | #N/A | #N/A | #N/A | #N/A | #N/A | 25 | #N/A | #N/A | #N/A | #N/A | #N/A | #N/A | #N/A | #N/A | #N/A |  |  | #N/A | #N/A | #N/A | #N/A | #N/A | #N/A | #N/A | #N/A | #N/A | #N/A | #N/A | #N/A | #N/A | #N/A | #N/A | #N/A | #N/A | #N/A | #N/A | #N/A | #N/A | #N/A | #N/A | #N/A | #N/A | #N/A | #N/A | #N/A | #N/A | #N/A | #N/A | #N/A | #N/A | #N/A | #N/A | #N/A | #N/A | #N/A | #N/A | #N/A | #N/A | #N/A | #N/A | #N/A | #N/A | #N/A | #N/A | #N/A | #N/A | #N/A | #N/A | #N/A | #N/A | #N/A | #N/A | #N/A | #N/A | #N/A
| #N/A | #N/A |  | #N/A | #N/A | #N/A |  | #N/A | #N/A | #N/A | #N/A | #N/A | 25 | #N/A | #N/A | #N/A | #N/A | #N/A | #N/A | #N/A | #N/A | #N/A |  |  | #N/A | #N/A | #N/A | #N/A | #N/A | #N/A | #N/A | #N/A | #N/A | #N/A | #N/A | #N/A | #N/A | #N/A | #N/A | #N/A | #N/A | #N/A | #N/A | #N/A | #N/A | #N/A | #N/A | #N/A | #N/A | #N/A | #N/A | #N/A | #N/A | #N/A | #N/A | #N/A | #N/A | #N/A | #N/A | #N/A | #N/A | #N/A | #N/A | #N/A | #N/A | #N/A | #N/A | #N/A | #N/A | #N/A | #N/A | #N/A | #N/A | #N/A | #N/A | #N/A | #N/A | #N/A | #N/A | #N/A | #N/A | #N/A
| #N/A | #N/A |  | #N/A | #N/A | #N/A |  | #N/A | #N/A | #N/A | #N/A | #N/A | 25 | #N/A | #N/A | #N/A | #N/A | #N/A | #N/A | #N/A | #N/A | #N/A |  |  | #N/A | #N/A | #N/A | #N/A | #N/A | #N/A | #N/A | #N/A | #N/A | #N/A | #N/A | #N/A | #N/A | #N/A | #N/A | #N/A | #N/A | #N/A | #N/A | #N/A | #N/A | #N/A | #N/A | #N/A | #N/A | #N/A | #N/A | #N/A | #N/A | #N/A | #N/A | #N/A | #N/A | #N/A | #N/A | #N/A | #N/A | #N/A | #N/A | #N/A | #N/A | #N/A | #N/A | #N/A | #N/A | #N/A | #N/A | #N/A | #N/A | #N/A | #N/A | #N/A | #N/A | #N/A | #N/A | #N/A | #N/A | #N/A
| #N/A | #N/A |  | #N/A | #N/A | #N/A |  | #N/A | #N/A | #N/A | #N/A | #N/A | 25 | #N/A | #N/A | #N/A | #N/A | #N/A | #N/A | #N/A | #N/A | #N/A |  |  | #N/A | #N/A | #N/A | #N/A | #N/A | #N/A | #N/A | #N/A | #N/A | #N/A | #N/A | #N/A | #N/A | #N/A | #N/A | #N/A | #N/A | #N/A | #N/A | #N/A | #N/A | #N/A | #N/A | #N/A | #N/A | #N/A | #N/A | #N/A | #N/A | #N/A | #N/A | #N/A | #N/A | #N/A | #N/A | #N/A | #N/A | #N/A | #N/A | #N/A | #N/A | #N/A | #N/A | #N/A | #N/A | #N/A | #N/A | #N/A | #N/A | #N/A | #N/A | #N/A | #N/A | #N/A | #N/A | #N/A | #N/A | #N/A
| #N/A | #N/A |  | #N/A | #N/A | #N/A |  | #N/A | #N/A | #N/A | #N/A | #N/A | 25 | #N/A | #N/A | #N/A | #N/A | #N/A | #N/A | #N/A | #N/A | #N/A |  |  | #N/A | #N/A | #N/A | #N/A | #N/A | #N/A | #N/A | #N/A | #N/A | #N/A | #N/A | #N/A | #N/A | #N/A | #N/A | #N/A | #N/A | #N/A | #N/A | #N/A | #N/A | #N/A | #N/A | #N/A | #N/A | #N/A | #N/A | #N/A | #N/A | #N/A | #N/A | #N/A | #N/A | #N/A | #N/A | #N/A | #N/A | #N/A | #N/A | #N/A | #N/A | #N/A | #N/A | #N/A | #N/A | #N/A | #N/A | #N/A | #N/A | #N/A | #N/A | #N/A | #N/A | #N/A | #N/A | #N/A | #N/A | #N/A
| #N/A | #N/A |  | #N/A | #N/A | #N/A |  | #N/A | #N/A | #N/A | #N/A | #N/A | 25 | #N/A | #N/A | #N/A | #N/A | #N/A | #N/A | #N/A | #N/A | #N/A |  |  | #N/A | #N/A | #N/A | #N/A | #N/A | #N/A | #N/A | #N/A | #N/A | #N/A | #N/A | #N/A | #N/A | #N/A | #N/A | #N/A | #N/A | #N/A | #N/A | #N/A | #N/A | #N/A | #N/A | #N/A | #N/A | #N/A | #N/A | #N/A | #N/A | #N/A | #N/A | #N/A | #N/A | #N/A | #N/A | #N/A | #N/A | #N/A | #N/A | #N/A | #N/A | #N/A | #N/A | #N/A | #N/A | #N/A | #N/A | #N/A | #N/A | #N/A | #N/A | #N/A | #N/A | #N/A | #N/A | #N/A | #N/A | #N/A
| #N/A | #N/A |  | #N/A | #N/A | #N/A |  | #N/A | #N/A | #N/A | #N/A | #N/A | 25 | #N/A | #N/A | #N/A | #N/A | #N/A | #N/A | #N/A | #N/A | #N/A |  |  | #N/A | #N/A | #N/A | #N/A | #N/A | #N/A | #N/A | #N/A | #N/A | #N/A | #N/A | #N/A | #N/A | #N/A | #N/A | #N/A | #N/A | #N/A | #N/A | #N/A | #N/A | #N/A | #N/A | #N/A | #N/A | #N/A | #N/A | #N/A | #N/A | #N/A | #N/A | #N/A | #N/A | #N/A | #N/A | #N/A | #N/A | #N/A | #N/A | #N/A | #N/A | #N/A | #N/A | #N/A | #N/A | #N/A | #N/A | #N/A | #N/A | #N/A | #N/A | #N/A | #N/A | #N/A | #N/A | #N/A | #N/A | #N/A
| #N/A | #N/A |  | #N/A | #N/A | #N/A |  | #N/A | #N/A | #N/A | #N/A | #N/A | 25 | #N/A | #N/A | #N/A | #N/A | #N/A | #N/A | #N/A | #N/A | #N/A |  |  | #N/A | #N/A | #N/A | #N/A | #N/A | #N/A | #N/A | #N/A | #N/A | #N/A | #N/A | #N/A | #N/A | #N/A | #N/A | #N/A | #N/A | #N/A | #N/A | #N/A | #N/A | #N/A | #N/A | #N/A | #N/A | #N/A | #N/A | #N/A | #N/A | #N/A | #N/A | #N/A | #N/A | #N/A | #N/A | #N/A | #N/A | #N/A | #N/A | #N/A | #N/A | #N/A | #N/A | #N/A | #N/A | #N/A | #N/A | #N/A | #N/A | #N/A | #N/A | #N/A | #N/A | #N/A | #N/A | #N/A | #N/A | #N/A
| #N/A | #N/A |  | #N/A | #N/A | #N/A |  | #N/A | #N/A | #N/A | #N/A | #N/A | 25 | #N/A | #N/A | #N/A | #N/A | #N/A | #N/A | #N/A | #N/A | #N/A |  |  | #N/A | #N/A | #N/A | #N/A | #N/A | #N/A | #N/A | #N/A | #N/A | #N/A | #N/A | #N/A | #N/A | #N/A | #N/A | #N/A | #N/A | #N/A | #N/A | #N/A | #N/A | #N/A | #N/A | #N/A | #N/A | #N/A | #N/A | #N/A | #N/A | #N/A | #N/A | #N/A | #N/A | #N/A | #N/A | #N/A | #N/A | #N/A | #N/A | #N/A | #N/A | #N/A | #N/A | #N/A | #N/A | #N/A | #N/A | #N/A | #N/A | #N/A | #N/A | #N/A | #N/A | #N/A | #N/A | #N/A | #N/A | #N/A
| #N/A | #N/A |  | #N/A | #N/A | #N/A |  | #N/A | #N/A | #N/A | #N/A | #N/A | 25 | #N/A | #N/A | #N/A | #N/A | #N/A | #N/A | #N/A | #N/A | #N/A |  |  | #N/A | #N/A | #N/A | #N/A | #N/A | #N/A | #N/A | #N/A | #N/A | #N/A | #N/A | #N/A | #N/A | #N/A | #N/A | #N/A | #N/A | #N/A | #N/A | #N/A | #N/A | #N/A | #N/A | #N/A | #N/A | #N/A | #N/A | #N/A | #N/A | #N/A | #N/A | #N/A | #N/A | #N/A | #N/A | #N/A | #N/A | #N/A | #N/A | #N/A | #N/A | #N/A | #N/A | #N/A | #N/A | #N/A | #N/A | #N/A | #N/A | #N/A | #N/A | #N/A | #N/A | #N/A | #N/A | #N/A | #N/A | #N/A
| #N/A | #N/A |  | #N/A | #N/A | #N/A |  | #N/A | #N/A | #N/A | #N/A | #N/A | 25 | #N/A | #N/A | #N/A | #N/A | #N/A | #N/A | #N/A | #N/A | #N/A |  |  | #N/A | #N/A | #N/A | #N/A | #N/A | #N/A | #N/A | #N/A | #N/A | #N/A | #N/A | #N/A | #N/A | #N/A | #N/A | #N/A | #N/A | #N/A | #N/A | #N/A | #N/A | #N/A | #N/A | #N/A | #N/A | #N/A | #N/A | #N/A | #N/A | #N/A | #N/A | #N/A | #N/A | #N/A | #N/A | #N/A | #N/A | #N/A | #N/A | #N/A | #N/A | #N/A | #N/A | #N/A | #N/A | #N/A | #N/A | #N/A | #N/A | #N/A | #N/A | #N/A | #N/A | #N/A | #N/A | #N/A | #N/A | #N/A
| #N/A | #N/A |  | #N/A | #N/A | #N/A |  | #N/A | #N/A | #N/A | #N/A | #N/A | 25 | #N/A | #N/A | #N/A | #N/A | #N/A | #N/A | #N/A | #N/A | #N/A |  |  | #N/A | #N/A | #N/A | #N/A | #N/A | #N/A | #N/A | #N/A | #N/A | #N/A | #N/A | #N/A | #N/A | #N/A | #N/A | #N/A | #N/A | #N/A | #N/A | #N/A | #N/A | #N/A | #N/A | #N/A | #N/A | #N/A | #N/A | #N/A | #N/A | #N/A | #N/A | #N/A | #N/A | #N/A | #N/A | #N/A | #N/A | #N/A | #N/A | #N/A | #N/A | #N/A | #N/A | #N/A | #N/A | #N/A | #N/A | #N/A | #N/A | #N/A | #N/A | #N/A | #N/A | #N/A | #N/A | #N/A | #N/A | #N/A
| #N/A | #N/A |  | #N/A | #N/A | #N/A |  | #N/A | #N/A | #N/A | #N/A | #N/A | 25 | #N/A | #N/A | #N/A | #N/A | #N/A | #N/A | #N/A | #N/A | #N/A |  |  | #N/A | #N/A | #N/A | #N/A | #N/A | #N/A | #N/A | #N/A | #N/A | #N/A | #N/A | #N/A | #N/A | #N/A | #N/A | #N/A | #N/A | #N/A | #N/A | #N/A | #N/A | #N/A | #N/A | #N/A | #N/A | #N/A | #N/A | #N/A | #N/A | #N/A | #N/A | #N/A | #N/A | #N/A | #N/A | #N/A | #N/A | #N/A | #N/A | #N/A | #N/A | #N/A | #N/A | #N/A | #N/A | #N/A | #N/A | #N/A | #N/A | #N/A | #N/A | #N/A | #N/A | #N/A | #N/A | #N/A | #N/A | #N/A
| #N/A | #N/A |  | #N/A | #N/A | #N/A |  | #N/A | #N/A | #N/A | #N/A | #N/A | 25 | #N/A | #N/A | #N/A | #N/A | #N/A | #N/A | #N/A | #N/A | #N/A |  |  | #N/A | #N/A | #N/A | #N/A | #N/A | #N/A | #N/A | #N/A | #N/A | #N/A | #N/A | #N/A | #N/A | #N/A | #N/A | #N/A | #N/A | #N/A | #N/A | #N/A | #N/A | #N/A | #N/A | #N/A | #N/A | #N/A | #N/A | #N/A | #N/A | #N/A | #N/A | #N/A | #N/A | #N/A | #N/A | #N/A | #N/A | #N/A | #N/A | #N/A | #N/A | #N/A | #N/A | #N/A | #N/A | #N/A | #N/A | #N/A | #N/A | #N/A | #N/A | #N/A | #N/A | #N/A | #N/A | #N/A | #N/A | #N/A
| #N/A | #N/A |  | #N/A | #N/A | #N/A |  | #N/A | #N/A | #N/A | #N/A | #N/A | 25 | #N/A | #N/A | #N/A | #N/A | #N/A | #N/A | #N/A | #N/A | #N/A |  |  | #N/A | #N/A | #N/A | #N/A | #N/A | #N/A | #N/A | #N/A | #N/A | #N/A | #N/A | #N/A | #N/A | #N/A | #N/A | #N/A | #N/A | #N/A | #N/A | #N/A | #N/A | #N/A | #N/A | #N/A | #N/A | #N/A | #N/A | #N/A | #N/A | #N/A | #N/A | #N/A | #N/A | #N/A | #N/A | #N/A | #N/A | #N/A | #N/A | #N/A | #N/A | #N/A | #N/A | #N/A | #N/A | #N/A | #N/A | #N/A | #N/A | #N/A | #N/A | #N/A | #N/A | #N/A | #N/A | #N/A | #N/A | #N/A
| #N/A | #N/A |  | #N/A | #N/A | #N/A |  | #N/A | #N/A | #N/A | #N/A | #N/A | 25 | #N/A | #N/A | #N/A | #N/A | #N/A | #N/A | #N/A | #N/A | #N/A |  |  | #N/A | #N/A | #N/A | #N/A | #N/A | #N/A | #N/A | #N/A | #N/A | #N/A | #N/A | #N/A | #N/A | #N/A | #N/A | #N/A | #N/A | #N/A | #N/A | #N/A | #N/A | #N/A | #N/A | #N/A | #N/A | #N/A | #N/A | #N/A | #N/A | #N/A | #N/A | #N/A | #N/A | #N/A | #N/A | #N/A | #N/A | #N/A | #N/A | #N/A | #N/A | #N/A | #N/A | #N/A | #N/A | #N/A | #N/A | #N/A | #N/A | #N/A | #N/A | #N/A | #N/A | #N/A | #N/A | #N/A | #N/A | #N/A
| #N/A | #N/A |  | #N/A | #N/A | #N/A |  | #N/A | #N/A | #N/A | #N/A | #N/A | 25 | #N/A | #N/A | #N/A | #N/A | #N/A | #N/A | #N/A | #N/A | #N/A |  |  | #N/A | #N/A | #N/A | #N/A | #N/A | #N/A | #N/A | #N/A | #N/A | #N/A | #N/A | #N/A | #N/A | #N/A | #N/A | #N/A | #N/A | #N/A | #N/A | #N/A | #N/A | #N/A | #N/A | #N/A | #N/A | #N/A | #N/A | #N/A | #N/A | #N/A | #N/A | #N/A | #N/A | #N/A | #N/A | #N/A | #N/A | #N/A | #N/A | #N/A | #N/A | #N/A | #N/A | #N/A | #N/A | #N/A | #N/A | #N/A | #N/A | #N/A | #N/A | #N/A | #N/A | #N/A | #N/A | #N/A | #N/A | #N/A
| #N/A | #N/A |  | #N/A | #N/A | #N/A |  | #N/A | #N/A | #N/A | #N/A | #N/A | 25 | #N/A | #N/A | #N/A | #N/A | #N/A | #N/A | #N/A | #N/A | #N/A |  |  | #N/A | #N/A | #N/A | #N/A | #N/A | #N/A | #N/A | #N/A | #N/A | #N/A | #N/A | #N/A | #N/A | #N/A | #N/A | #N/A | #N/A | #N/A | #N/A | #N/A | #N/A | #N/A | #N/A | #N/A | #N/A | #N/A | #N/A | #N/A | #N/A | #N/A | #N/A | #N/A | #N/A | #N/A | #N/A | #N/A | #N/A | #N/A | #N/A | #N/A | #N/A | #N/A | #N/A | #N/A | #N/A | #N/A | #N/A | #N/A | #N/A | #N/A | #N/A | #N/A | #N/A | #N/A | #N/A | #N/A | #N/A | #N/A
| #N/A | #N/A |  | #N/A | #N/A | #N/A |  | #N/A | #N/A | #N/A | #N/A | #N/A | 25 | #N/A | #N/A | #N/A | #N/A | #N/A | #N/A | #N/A | #N/A | #N/A |  |  | #N/A | #N/A | #N/A | #N/A | #N/A | #N/A | #N/A | #N/A | #N/A | #N/A | #N/A | #N/A | #N/A | #N/A | #N/A | #N/A | #N/A | #N/A | #N/A | #N/A | #N/A | #N/A | #N/A | #N/A | #N/A | #N/A | #N/A | #N/A | #N/A | #N/A | #N/A | #N/A | #N/A | #N/A | #N/A | #N/A | #N/A | #N/A | #N/A | #N/A | #N/A | #N/A | #N/A | #N/A | #N/A | #N/A | #N/A | #N/A | #N/A | #N/A | #N/A | #N/A | #N/A | #N/A | #N/A | #N/A | #N/A | #N/A
| #N/A | #N/A |  | #N/A | #N/A | #N/A |  | #N/A | #N/A | #N/A | #N/A | #N/A | 25 | #N/A | #N/A | #N/A | #N/A | #N/A | #N/A | #N/A | #N/A | #N/A |  |  | #N/A | #N/A | #N/A | #N/A | #N/A | #N/A | #N/A | #N/A | #N/A | #N/A | #N/A | #N/A | #N/A | #N/A | #N/A | #N/A | #N/A | #N/A | #N/A | #N/A | #N/A | #N/A | #N/A | #N/A | #N/A | #N/A | #N/A | #N/A | #N/A | #N/A | #N/A | #N/A | #N/A | #N/A | #N/A | #N/A | #N/A | #N/A | #N/A | #N/A | #N/A | #N/A | #N/A | #N/A | #N/A | #N/A | #N/A | #N/A | #N/A | #N/A | #N/A | #N/A | #N/A | #N/A | #N/A | #N/A | #N/A | #N/A
| #N/A | #N/A |  | #N/A | #N/A | #N/A |  | #N/A | #N/A | #N/A | #N/A | #N/A | 25 | #N/A | #N/A | #N/A | #N/A | #N/A | #N/A | #N/A | #N/A | #N/A |  |  | #N/A | #N/A | #N/A | #N/A | #N/A | #N/A | #N/A | #N/A | #N/A | #N/A | #N/A | #N/A | #N/A | #N/A | #N/A | #N/A | #N/A | #N/A | #N/A | #N/A | #N/A | #N/A | #N/A | #N/A | #N/A | #N/A | #N/A | #N/A | #N/A | #N/A | #N/A | #N/A | #N/A | #N/A | #N/A | #N/A | #N/A | #N/A | #N/A | #N/A | #N/A | #N/A | #N/A | #N/A | #N/A | #N/A | #N/A | #N/A | #N/A | #N/A | #N/A | #N/A | #N/A | #N/A | #N/A | #N/A | #N/A | #N/A
| #N/A | #N/A |  | #N/A | #N/A | #N/A |  | #N/A | #N/A | #N/A | #N/A | #N/A | 25 | #N/A | #N/A | #N/A | #N/A | #N/A | #N/A | #N/A | #N/A | #N/A |  |  | #N/A | #N/A | #N/A | #N/A | #N/A | #N/A | #N/A | #N/A | #N/A | #N/A | #N/A | #N/A | #N/A | #N/A | #N/A | #N/A | #N/A | #N/A | #N/A | #N/A | #N/A | #N/A | #N/A | #N/A | #N/A | #N/A | #N/A | #N/A | #N/A | #N/A | #N/A | #N/A | #N/A | #N/A | #N/A | #N/A | #N/A | #N/A | #N/A | #N/A | #N/A | #N/A | #N/A | #N/A | #N/A | #N/A | #N/A | #N/A | #N/A | #N/A | #N/A | #N/A | #N/A | #N/A | #N/A | #N/A | #N/A | #N/A
| #N/A | #N/A |  | #N/A | #N/A | #N/A |  | #N/A | #N/A | #N/A | #N/A | #N/A | 25 | #N/A | #N/A | #N/A | #N/A | #N/A | #N/A | #N/A | #N/A | #N/A |  |  | #N/A | #N/A | #N/A | #N/A | #N/A | #N/A | #N/A | #N/A | #N/A | #N/A | #N/A | #N/A | #N/A | #N/A | #N/A | #N/A | #N/A | #N/A | #N/A | #N/A | #N/A | #N/A | #N/A | #N/A | #N/A | #N/A | #N/A | #N/A | #N/A | #N/A | #N/A | #N/A | #N/A | #N/A | #N/A | #N/A | #N/A | #N/A | #N/A | #N/A | #N/A | #N/A | #N/A | #N/A | #N/A | #N/A | #N/A | #N/A | #N/A | #N/A | #N/A | #N/A | #N/A | #N/A | #N/A | #N/A | #N/A | #N/A
| #N/A | #N/A |  | #N/A | #N/A | #N/A |  | #N/A | #N/A | #N/A | #N/A | #N/A | 25 | #N/A | #N/A | #N/A | #N/A | #N/A | #N/A | #N/A | #N/A | #N/A |  |  | #N/A | #N/A | #N/A | #N/A | #N/A | #N/A | #N/A | #N/A | #N/A | #N/A | #N/A | #N/A | #N/A | #N/A | #N/A | #N/A | #N/A | #N/A | #N/A | #N/A | #N/A | #N/A | #N/A | #N/A | #N/A | #N/A | #N/A | #N/A | #N/A | #N/A | #N/A | #N/A | #N/A | #N/A | #N/A | #N/A | #N/A | #N/A | #N/A | #N/A | #N/A | #N/A | #N/A | #N/A | #N/A | #N/A | #N/A | #N/A | #N/A | #N/A | #N/A | #N/A | #N/A | #N/A | #N/A | #N/A | #N/A | #N/A
| #N/A | #N/A |  | #N/A | #N/A | #N/A |  | #N/A | #N/A | #N/A | #N/A | #N/A | 25 | #N/A | #N/A | #N/A | #N/A | #N/A | #N/A | #N/A | #N/A | #N/A |  |  | #N/A | #N/A | #N/A | #N/A | #N/A | #N/A | #N/A | #N/A | #N/A | #N/A | #N/A | #N/A | #N/A | #N/A | #N/A | #N/A | #N/A | #N/A | #N/A | #N/A | #N/A | #N/A | #N/A | #N/A | #N/A | #N/A | #N/A | #N/A | #N/A | #N/A | #N/A | #N/A | #N/A | #N/A | #N/A | #N/A | #N/A | #N/A | #N/A | #N/A | #N/A | #N/A | #N/A | #N/A | #N/A | #N/A | #N/A | #N/A | #N/A | #N/A | #N/A | #N/A | #N/A | #N/A | #N/A | #N/A | #N/A | #N/A
| #N/A | #N/A |  | #N/A | #N/A | #N/A |  | #N/A | #N/A | #N/A | #N/A | #N/A | 25 | #N/A | #N/A | #N/A | #N/A | #N/A | #N/A | #N/A | #N/A | #N/A |  |  | #N/A | #N/A | #N/A | #N/A | #N/A | #N/A | #N/A | #N/A | #N/A | #N/A | #N/A | #N/A | #N/A | #N/A | #N/A | #N/A | #N/A | #N/A | #N/A | #N/A | #N/A | #N/A | #N/A | #N/A | #N/A | #N/A | #N/A | #N/A | #N/A | #N/A | #N/A | #N/A | #N/A | #N/A | #N/A | #N/A | #N/A | #N/A | #N/A | #N/A | #N/A | #N/A | #N/A | #N/A | #N/A | #N/A | #N/A | #N/A | #N/A | #N/A | #N/A | #N/A | #N/A | #N/A | #N/A | #N/A | #N/A | #N/A
| #N/A | #N/A |  | #N/A | #N/A | #N/A |  | #N/A | #N/A | #N/A | #N/A | #N/A | 25 | #N/A | #N/A | #N/A | #N/A | #N/A | #N/A | #N/A | #N/A | #N/A |  |  | #N/A | #N/A | #N/A | #N/A | #N/A | #N/A | #N/A | #N/A | #N/A | #N/A | #N/A | #N/A | #N/A | #N/A | #N/A | #N/A | #N/A | #N/A | #N/A | #N/A | #N/A | #N/A | #N/A | #N/A | #N/A | #N/A | #N/A | #N/A | #N/A | #N/A | #N/A | #N/A | #N/A | #N/A | #N/A | #N/A | #N/A | #N/A | #N/A | #N/A | #N/A | #N/A | #N/A | #N/A | #N/A | #N/A | #N/A | #N/A | #N/A | #N/A | #N/A | #N/A | #N/A | #N/A | #N/A | #N/A | #N/A | #N/A
| #N/A | #N/A |  | #N/A | #N/A | #N/A |  | #N/A | #N/A | #N/A | #N/A | #N/A | 25 | #N/A | #N/A | #N/A | #N/A | #N/A | #N/A | #N/A | #N/A | #N/A |  |  | #N/A | #N/A | #N/A | #N/A | #N/A | #N/A | #N/A | #N/A | #N/A | #N/A | #N/A | #N/A | #N/A | #N/A | #N/A | #N/A | #N/A | #N/A | #N/A | #N/A | #N/A | #N/A | #N/A | #N/A | #N/A | #N/A | #N/A | #N/A | #N/A | #N/A | #N/A | #N/A | #N/A | #N/A | #N/A | #N/A | #N/A | #N/A | #N/A | #N/A | #N/A | #N/A | #N/A | #N/A | #N/A | #N/A | #N/A | #N/A | #N/A | #N/A | #N/A | #N/A | #N/A | #N/A | #N/A | #N/A | #N/A | #N/A
| #N/A | #N/A |  | #N/A | #N/A | #N/A |  | #N/A | #N/A | #N/A | #N/A | #N/A | 25 | #N/A | #N/A | #N/A | #N/A | #N/A | #N/A | #N/A | #N/A | #N/A |  |  | #N/A | #N/A | #N/A | #N/A | #N/A | #N/A | #N/A | #N/A | #N/A | #N/A | #N/A | #N/A | #N/A | #N/A | #N/A | #N/A | #N/A | #N/A | #N/A | #N/A | #N/A | #N/A | #N/A | #N/A | #N/A | #N/A | #N/A | #N/A | #N/A | #N/A | #N/A | #N/A | #N/A | #N/A | #N/A | #N/A | #N/A | #N/A | #N/A | #N/A | #N/A | #N/A | #N/A | #N/A | #N/A | #N/A | #N/A | #N/A | #N/A | #N/A | #N/A | #N/A | #N/A | #N/A | #N/A | #N/A | #N/A | #N/A
| #N/A | #N/A |  | #N/A | #N/A | #N/A |  | #N/A | #N/A | #N/A | #N/A | #N/A | 25 | #N/A | #N/A | #N/A | #N/A | #N/A | #N/A | #N/A | #N/A | #N/A |  |  | #N/A | #N/A | #N/A | #N/A | #N/A | #N/A | #N/A | #N/A | #N/A | #N/A | #N/A | #N/A | #N/A | #N/A | #N/A | #N/A | #N/A | #N/A | #N/A | #N/A | #N/A | #N/A | #N/A | #N/A | #N/A | #N/A | #N/A | #N/A | #N/A | #N/A | #N/A | #N/A | #N/A | #N/A | #N/A | #N/A | #N/A | #N/A | #N/A | #N/A | #N/A | #N/A | #N/A | #N/A | #N/A | #N/A | #N/A | #N/A | #N/A | #N/A | #N/A | #N/A | #N/A | #N/A | #N/A | #N/A | #N/A | #N/A
| #N/A | #N/A |  | #N/A | #N/A | #N/A |  | #N/A | #N/A | #N/A | #N/A | #N/A | 25 | #N/A | #N/A | #N/A | #N/A | #N/A | #N/A | #N/A | #N/A | #N/A |  |  | #N/A | #N/A | #N/A | #N/A | #N/A | #N/A | #N/A | #N/A | #N/A | #N/A | #N/A | #N/A | #N/A | #N/A | #N/A | #N/A | #N/A | #N/A | #N/A | #N/A | #N/A | #N/A | #N/A | #N/A | #N/A | #N/A | #N/A | #N/A | #N/A | #N/A | #N/A | #N/A | #N/A | #N/A | #N/A | #N/A | #N/A | #N/A | #N/A | #N/A | #N/A | #N/A | #N/A | #N/A | #N/A | #N/A | #N/A | #N/A | #N/A | #N/A | #N/A | #N/A | #N/A | #N/A | #N/A | #N/A | #N/A | #N/A
| #N/A | #N/A |  | #N/A | #N/A | #N/A |  | #N/A | #N/A | #N/A | #N/A | #N/A | 25 | #N/A | #N/A | #N/A | #N/A | #N/A | #N/A | #N/A | #N/A | #N/A |  |  | #N/A | #N/A | #N/A | #N/A | #N/A | #N/A | #N/A | #N/A | #N/A | #N/A | #N/A | #N/A | #N/A | #N/A | #N/A | #N/A | #N/A | #N/A | #N/A | #N/A | #N/A | #N/A | #N/A | #N/A | #N/A | #N/A | #N/A | #N/A | #N/A | #N/A | #N/A | #N/A | #N/A | #N/A | #N/A | #N/A | #N/A | #N/A | #N/A | #N/A | #N/A | #N/A | #N/A | #N/A | #N/A | #N/A | #N/A | #N/A | #N/A | #N/A | #N/A | #N/A | #N/A | #N/A | #N/A | #N/A | #N/A | #N/A
| #N/A | #N/A |  | #N/A | #N/A | #N/A |  | #N/A | #N/A | #N/A | #N/A | #N/A | 25 | #N/A | #N/A | #N/A | #N/A | #N/A | #N/A | #N/A | #N/A | #N/A |  |  | #N/A | #N/A | #N/A | #N/A | #N/A | #N/A | #N/A | #N/A | #N/A | #N/A | #N/A | #N/A | #N/A | #N/A | #N/A | #N/A | #N/A | #N/A | #N/A | #N/A | #N/A | #N/A | #N/A | #N/A | #N/A | #N/A | #N/A | #N/A | #N/A | #N/A | #N/A | #N/A | #N/A | #N/A | #N/A | #N/A | #N/A | #N/A | #N/A | #N/A | #N/A | #N/A | #N/A | #N/A | #N/A | #N/A | #N/A | #N/A | #N/A | #N/A | #N/A | #N/A | #N/A | #N/A | #N/A | #N/A | #N/A | #N/A
| #N/A | #N/A |  | #N/A | #N/A | #N/A |  | #N/A | #N/A | #N/A | #N/A | #N/A | 25 | #N/A | #N/A | #N/A | #N/A | #N/A | #N/A | #N/A | #N/A | #N/A |  |  | #N/A | #N/A | #N/A | #N/A | #N/A | #N/A | #N/A | #N/A | #N/A | #N/A | #N/A | #N/A | #N/A | #N/A | #N/A | #N/A | #N/A | #N/A | #N/A | #N/A | #N/A | #N/A | #N/A | #N/A | #N/A | #N/A | #N/A | #N/A | #N/A | #N/A | #N/A | #N/A | #N/A | #N/A | #N/A | #N/A | #N/A | #N/A | #N/A | #N/A | #N/A | #N/A | #N/A | #N/A | #N/A | #N/A | #N/A | #N/A | #N/A | #N/A | #N/A | #N/A | #N/A | #N/A | #N/A | #N/A | #N/A | #N/A
| #N/A | #N/A |  | #N/A | #N/A | #N/A |  | #N/A | #N/A | #N/A | #N/A | #N/A | 25 | #N/A | #N/A | #N/A | #N/A | #N/A | #N/A | #N/A | #N/A | #N/A |  |  | #N/A | #N/A | #N/A | #N/A | #N/A | #N/A | #N/A | #N/A | #N/A | #N/A | #N/A | #N/A | #N/A | #N/A | #N/A | #N/A | #N/A | #N/A | #N/A | #N/A | #N/A | #N/A | #N/A | #N/A | #N/A | #N/A | #N/A | #N/A | #N/A | #N/A | #N/A | #N/A | #N/A | #N/A | #N/A | #N/A | #N/A | #N/A | #N/A | #N/A | #N/A | #N/A | #N/A | #N/A | #N/A | #N/A | #N/A | #N/A | #N/A | #N/A | #N/A | #N/A | #N/A | #N/A | #N/A | #N/A | #N/A | #N/A
| #N/A | #N/A |  | #N/A | #N/A | #N/A |  | #N/A | #N/A | #N/A | #N/A | #N/A | 25 | #N/A | #N/A | #N/A | #N/A | #N/A | #N/A | #N/A | #N/A | #N/A |  |  | #N/A | #N/A | #N/A | #N/A | #N/A | #N/A | #N/A | #N/A | #N/A | #N/A | #N/A | #N/A | #N/A | #N/A | #N/A | #N/A | #N/A | #N/A | #N/A | #N/A | #N/A | #N/A | #N/A | #N/A | #N/A | #N/A | #N/A | #N/A | #N/A | #N/A | #N/A | #N/A | #N/A | #N/A | #N/A | #N/A | #N/A | #N/A | #N/A | #N/A | #N/A | #N/A | #N/A | #N/A | #N/A | #N/A | #N/A | #N/A | #N/A | #N/A | #N/A | #N/A | #N/A | #N/A | #N/A | #N/A | #N/A | #N/A
| #N/A | #N/A |  | #N/A | #N/A | #N/A |  | #N/A | #N/A | #N/A | #N/A | #N/A | 25 | #N/A | #N/A | #N/A | #N/A | #N/A | #N/A | #N/A | #N/A | #N/A |  |  | #N/A | #N/A | #N/A | #N/A | #N/A | #N/A | #N/A | #N/A | #N/A | #N/A | #N/A | #N/A | #N/A | #N/A | #N/A | #N/A | #N/A | #N/A | #N/A | #N/A | #N/A | #N/A | #N/A | #N/A | #N/A | #N/A | #N/A | #N/A | #N/A | #N/A | #N/A | #N/A | #N/A | #N/A | #N/A | #N/A | #N/A | #N/A | #N/A | #N/A | #N/A | #N/A | #N/A | #N/A | #N/A | #N/A | #N/A | #N/A | #N/A | #N/A | #N/A | #N/A | #N/A | #N/A | #N/A | #N/A | #N/A | #N/A
| #N/A | #N/A |  | #N/A | #N/A | #N/A |  | #N/A | #N/A | #N/A | #N/A | #N/A | 25 | #N/A | #N/A | #N/A | #N/A | #N/A | #N/A | #N/A | #N/A | #N/A |  |  | #N/A | #N/A | #N/A | #N/A | #N/A | #N/A | #N/A | #N/A | #N/A | #N/A | #N/A | #N/A | #N/A | #N/A | #N/A | #N/A | #N/A | #N/A | #N/A | #N/A | #N/A | #N/A | #N/A | #N/A | #N/A | #N/A | #N/A | #N/A | #N/A | #N/A | #N/A | #N/A | #N/A | #N/A | #N/A | #N/A | #N/A | #N/A | #N/A | #N/A | #N/A | #N/A | #N/A | #N/A | #N/A | #N/A | #N/A | #N/A | #N/A | #N/A | #N/A | #N/A | #N/A | #N/A | #N/A | #N/A | #N/A | #N/A
| #N/A | #N/A |  | #N/A | #N/A | #N/A |  | #N/A | #N/A | #N/A | #N/A | #N/A | 25 | #N/A | #N/A | #N/A | #N/A | #N/A | #N/A | #N/A | #N/A | #N/A |  |  | #N/A | #N/A | #N/A | #N/A | #N/A | #N/A | #N/A | #N/A | #N/A | #N/A | #N/A | #N/A | #N/A | #N/A | #N/A | #N/A | #N/A | #N/A | #N/A | #N/A | #N/A | #N/A | #N/A | #N/A | #N/A | #N/A | #N/A | #N/A | #N/A | #N/A | #N/A | #N/A | #N/A | #N/A | #N/A | #N/A | #N/A | #N/A | #N/A | #N/A | #N/A | #N/A | #N/A | #N/A | #N/A | #N/A | #N/A | #N/A | #N/A | #N/A | #N/A | #N/A | #N/A | #N/A | #N/A | #N/A | #N/A | #N/A
| #N/A | #N/A |  | #N/A | #N/A | #N/A |  | #N/A | #N/A | #N/A | #N/A | #N/A | 25 | #N/A | #N/A | #N/A | #N/A | #N/A | #N/A | #N/A | #N/A | #N/A |  |  | #N/A | #N/A | #N/A | #N/A | #N/A | #N/A | #N/A | #N/A | #N/A | #N/A | #N/A | #N/A | #N/A | #N/A | #N/A | #N/A | #N/A | #N/A | #N/A | #N/A | #N/A | #N/A | #N/A | #N/A | #N/A | #N/A | #N/A | #N/A | #N/A | #N/A | #N/A | #N/A | #N/A | #N/A | #N/A | #N/A | #N/A | #N/A | #N/A | #N/A | #N/A | #N/A | #N/A | #N/A | #N/A | #N/A | #N/A | #N/A | #N/A | #N/A | #N/A | #N/A | #N/A | #N/A | #N/A | #N/A | #N/A | #N/A
| #N/A | #N/A |  | #N/A | #N/A | #N/A |  | #N/A | #N/A | #N/A | #N/A | #N/A | 25 | #N/A | #N/A | #N/A | #N/A | #N/A | #N/A | #N/A | #N/A | #N/A |  |  | #N/A | #N/A | #N/A | #N/A | #N/A | #N/A | #N/A | #N/A | #N/A | #N/A | #N/A | #N/A | #N/A | #N/A | #N/A | #N/A | #N/A | #N/A | #N/A | #N/A | #N/A | #N/A | #N/A | #N/A | #N/A | #N/A | #N/A | #N/A | #N/A | #N/A | #N/A | #N/A | #N/A | #N/A | #N/A | #N/A | #N/A | #N/A | #N/A | #N/A | #N/A | #N/A | #N/A | #N/A | #N/A | #N/A | #N/A | #N/A | #N/A | #N/A | #N/A | #N/A | #N/A | #N/A | #N/A | #N/A | #N/A | #N/A
| #N/A | #N/A |  | #N/A | #N/A | #N/A |  | #N/A | #N/A | #N/A | #N/A | #N/A | 25 | #N/A | #N/A | #N/A | #N/A | #N/A | #N/A | #N/A | #N/A | #N/A |  |  | #N/A | #N/A | #N/A | #N/A | #N/A | #N/A | #N/A | #N/A | #N/A | #N/A | #N/A | #N/A | #N/A | #N/A | #N/A | #N/A | #N/A | #N/A | #N/A | #N/A | #N/A | #N/A | #N/A | #N/A | #N/A | #N/A | #N/A | #N/A | #N/A | #N/A | #N/A | #N/A | #N/A | #N/A | #N/A | #N/A | #N/A | #N/A | #N/A | #N/A | #N/A | #N/A | #N/A | #N/A | #N/A | #N/A | #N/A | #N/A | #N/A | #N/A | #N/A | #N/A | #N/A | #N/A | #N/A | #N/A | #N/A | #N/A
| #N/A | #N/A |  | #N/A | #N/A | #N/A |  | #N/A | #N/A | #N/A | #N/A | #N/A | 25 | #N/A | #N/A | #N/A | #N/A | #N/A | #N/A | #N/A | #N/A | #N/A |  |  | #N/A | #N/A | #N/A | #N/A | #N/A | #N/A | #N/A | #N/A | #N/A | #N/A | #N/A | #N/A | #N/A | #N/A | #N/A | #N/A | #N/A | #N/A | #N/A | #N/A | #N/A | #N/A | #N/A | #N/A | #N/A | #N/A | #N/A | #N/A | #N/A | #N/A | #N/A | #N/A | #N/A | #N/A | #N/A | #N/A | #N/A | #N/A | #N/A | #N/A | #N/A | #N/A | #N/A | #N/A | #N/A | #N/A | #N/A | #N/A | #N/A | #N/A | #N/A | #N/A | #N/A | #N/A | #N/A | #N/A | #N/A | #N/A
| #N/A | #N/A |  | #N/A | #N/A | #N/A |  | #N/A | #N/A | #N/A | #N/A | #N/A | 25 | #N/A | #N/A | #N/A | #N/A | #N/A | #N/A | #N/A | #N/A | #N/A |  |  | #N/A | #N/A | #N/A | #N/A | #N/A | #N/A | #N/A | #N/A | #N/A | #N/A | #N/A | #N/A | #N/A | #N/A | #N/A | #N/A | #N/A | #N/A | #N/A | #N/A | #N/A | #N/A | #N/A | #N/A | #N/A | #N/A | #N/A | #N/A | #N/A | #N/A | #N/A | #N/A | #N/A | #N/A | #N/A | #N/A | #N/A | #N/A | #N/A | #N/A | #N/A | #N/A | #N/A | #N/A | #N/A | #N/A | #N/A | #N/A | #N/A | #N/A | #N/A | #N/A | #N/A | #N/A | #N/A | #N/A | #N/A | #N/A
| #N/A | #N/A |  | #N/A | #N/A | #N/A |  | #N/A | #N/A | #N/A | #N/A | #N/A | 25 | #N/A | #N/A | #N/A | #N/A | #N/A | #N/A | #N/A | #N/A | #N/A |  |  | #N/A | #N/A | #N/A | #N/A | #N/A | #N/A | #N/A | #N/A | #N/A | #N/A | #N/A | #N/A | #N/A | #N/A | #N/A | #N/A | #N/A | #N/A | #N/A | #N/A | #N/A | #N/A | #N/A | #N/A | #N/A | #N/A | #N/A | #N/A | #N/A | #N/A | #N/A | #N/A | #N/A | #N/A | #N/A | #N/A | #N/A | #N/A | #N/A | #N/A | #N/A | #N/A | #N/A | #N/A | #N/A | #N/A | #N/A | #N/A | #N/A | #N/A | #N/A | #N/A | #N/A | #N/A | #N/A | #N/A | #N/A | #N/A
| #N/A | #N/A |  | #N/A | #N/A | #N/A |  | #N/A | #N/A | #N/A | #N/A | #N/A | 25 | #N/A | #N/A | #N/A | #N/A | #N/A | #N/A | #N/A | #N/A | #N/A |  |  | #N/A | #N/A | #N/A | #N/A | #N/A | #N/A | #N/A | #N/A | #N/A | #N/A | #N/A | #N/A | #N/A | #N/A | #N/A | #N/A | #N/A | #N/A | #N/A | #N/A | #N/A | #N/A | #N/A | #N/A | #N/A | #N/A | #N/A | #N/A | #N/A | #N/A | #N/A | #N/A | #N/A | #N/A | #N/A | #N/A | #N/A | #N/A | #N/A | #N/A | #N/A | #N/A | #N/A | #N/A | #N/A | #N/A | #N/A | #N/A | #N/A | #N/A | #N/A | #N/A | #N/A | #N/A | #N/A | #N/A | #N/A | #N/A
| #N/A | #N/A |  | #N/A | #N/A | #N/A |  | #N/A | #N/A | #N/A | #N/A | #N/A | 25 | #N/A | #N/A | #N/A | #N/A | #N/A | #N/A | #N/A | #N/A | #N/A |  |  | #N/A | #N/A | #N/A | #N/A | #N/A | #N/A | #N/A | #N/A | #N/A | #N/A | #N/A | #N/A | #N/A | #N/A | #N/A | #N/A | #N/A | #N/A | #N/A | #N/A | #N/A | #N/A | #N/A | #N/A | #N/A | #N/A | #N/A | #N/A | #N/A | #N/A | #N/A | #N/A | #N/A | #N/A | #N/A | #N/A | #N/A | #N/A | #N/A | #N/A | #N/A | #N/A | #N/A | #N/A | #N/A | #N/A | #N/A | #N/A | #N/A | #N/A | #N/A | #N/A | #N/A | #N/A | #N/A | #N/A | #N/A | #N/A
| #N/A | #N/A |  | #N/A | #N/A | #N/A |  | #N/A | #N/A | #N/A | #N/A | #N/A | 25 | #N/A | #N/A | #N/A | #N/A | #N/A | #N/A | #N/A | #N/A | #N/A |  |  | #N/A | #N/A | #N/A | #N/A | #N/A | #N/A | #N/A | #N/A | #N/A | #N/A | #N/A | #N/A | #N/A | #N/A | #N/A | #N/A | #N/A | #N/A | #N/A | #N/A | #N/A | #N/A | #N/A | #N/A | #N/A | #N/A | #N/A | #N/A | #N/A | #N/A | #N/A | #N/A | #N/A | #N/A | #N/A | #N/A | #N/A | #N/A | #N/A | #N/A | #N/A | #N/A | #N/A | #N/A | #N/A | #N/A | #N/A | #N/A | #N/A | #N/A | #N/A | #N/A | #N/A | #N/A | #N/A | #N/A | #N/A | #N/A
| #N/A | #N/A |  | #N/A | #N/A | #N/A |  | #N/A | #N/A | #N/A | #N/A | #N/A | 25 | #N/A | #N/A | #N/A | #N/A | #N/A | #N/A | #N/A | #N/A | #N/A |  |  | #N/A | #N/A | #N/A | #N/A | #N/A | #N/A | #N/A | #N/A | #N/A | #N/A | #N/A | #N/A | #N/A | #N/A | #N/A | #N/A | #N/A | #N/A | #N/A | #N/A | #N/A | #N/A | #N/A | #N/A | #N/A | #N/A | #N/A | #N/A | #N/A | #N/A | #N/A | #N/A | #N/A | #N/A | #N/A | #N/A | #N/A | #N/A | #N/A | #N/A | #N/A | #N/A | #N/A | #N/A | #N/A | #N/A | #N/A | #N/A | #N/A | #N/A | #N/A | #N/A | #N/A | #N/A | #N/A | #N/A | #N/A | #N/A
| #N/A | #N/A |  | #N/A | #N/A | #N/A |  | #N/A | #N/A | #N/A | #N/A | #N/A | 25 | #N/A | #N/A | #N/A | #N/A | #N/A | #N/A | #N/A | #N/A | #N/A |  |  | #N/A | #N/A | #N/A | #N/A | #N/A | #N/A | #N/A | #N/A | #N/A | #N/A | #N/A | #N/A | #N/A | #N/A | #N/A | #N/A | #N/A | #N/A | #N/A | #N/A | #N/A | #N/A | #N/A | #N/A | #N/A | #N/A | #N/A | #N/A | #N/A | #N/A | #N/A | #N/A | #N/A | #N/A | #N/A | #N/A | #N/A | #N/A | #N/A | #N/A | #N/A | #N/A | #N/A | #N/A | #N/A | #N/A | #N/A | #N/A | #N/A | #N/A | #N/A | #N/A | #N/A | #N/A | #N/A | #N/A | #N/A | #N/A
| #N/A | #N/A |  | #N/A | #N/A | #N/A |  | #N/A | #N/A | #N/A | #N/A | #N/A | 25 | #N/A | #N/A | #N/A | #N/A | #N/A | #N/A | #N/A | #N/A | #N/A |  |  | #N/A | #N/A | #N/A | #N/A | #N/A | #N/A | #N/A | #N/A | #N/A | #N/A | #N/A | #N/A | #N/A | #N/A | #N/A | #N/A | #N/A | #N/A | #N/A | #N/A | #N/A | #N/A | #N/A | #N/A | #N/A | #N/A | #N/A | #N/A | #N/A | #N/A | #N/A | #N/A | #N/A | #N/A | #N/A | #N/A | #N/A | #N/A | #N/A | #N/A | #N/A | #N/A | #N/A | #N/A | #N/A | #N/A | #N/A | #N/A | #N/A | #N/A | #N/A | #N/A | #N/A | #N/A | #N/A | #N/A | #N/A | #N/A
| #N/A | #N/A |  | #N/A | #N/A | #N/A |  | #N/A | #N/A | #N/A | #N/A | #N/A | 25 | #N/A | #N/A | #N/A | #N/A | #N/A | #N/A | #N/A | #N/A | #N/A |  |  | #N/A | #N/A | #N/A | #N/A | #N/A | #N/A | #N/A | #N/A | #N/A | #N/A | #N/A | #N/A | #N/A | #N/A | #N/A | #N/A | #N/A | #N/A | #N/A | #N/A | #N/A | #N/A | #N/A | #N/A | #N/A | #N/A | #N/A | #N/A | #N/A | #N/A | #N/A | #N/A | #N/A | #N/A | #N/A | #N/A | #N/A | #N/A | #N/A | #N/A | #N/A | #N/A | #N/A | #N/A | #N/A | #N/A | #N/A | #N/A | #N/A | #N/A | #N/A | #N/A | #N/A | #N/A | #N/A | #N/A | #N/A | #N/A
| #N/A | #N/A |  | #N/A | #N/A | #N/A |  | #N/A | #N/A | #N/A | #N/A | #N/A | 25 | #N/A | #N/A | #N/A | #N/A | #N/A | #N/A | #N/A | #N/A | #N/A |  |  | #N/A | #N/A | #N/A | #N/A | #N/A | #N/A | #N/A | #N/A | #N/A | #N/A | #N/A | #N/A | #N/A | #N/A | #N/A | #N/A | #N/A | #N/A | #N/A | #N/A | #N/A | #N/A | #N/A | #N/A | #N/A | #N/A | #N/A | #N/A | #N/A | #N/A | #N/A | #N/A | #N/A | #N/A | #N/A | #N/A | #N/A | #N/A | #N/A | #N/A | #N/A | #N/A | #N/A | #N/A | #N/A | #N/A | #N/A | #N/A | #N/A | #N/A | #N/A | #N/A | #N/A | #N/A | #N/A | #N/A | #N/A | #N/A
| #N/A | #N/A |  | #N/A | #N/A | #N/A |  | #N/A | #N/A | #N/A | #N/A | #N/A | 25 | #N/A | #N/A | #N/A | #N/A | #N/A | #N/A | #N/A | #N/A | #N/A |  |  | #N/A | #N/A | #N/A | #N/A | #N/A | #N/A | #N/A | #N/A | #N/A | #N/A | #N/A | #N/A | #N/A | #N/A | #N/A | #N/A | #N/A | #N/A | #N/A | #N/A | #N/A | #N/A | #N/A | #N/A | #N/A | #N/A | #N/A | #N/A | #N/A | #N/A | #N/A | #N/A | #N/A | #N/A | #N/A | #N/A | #N/A | #N/A | #N/A | #N/A | #N/A | #N/A | #N/A | #N/A | #N/A | #N/A | #N/A | #N/A | #N/A | #N/A | #N/A | #N/A | #N/A | #N/A | #N/A | #N/A | #N/A | #N/A
| #N/A | #N/A |  | #N/A | #N/A | #N/A |  | #N/A | #N/A | #N/A | #N/A | #N/A | 25 | #N/A | #N/A | #N/A | #N/A | #N/A | #N/A | #N/A | #N/A | #N/A |  |  | #N/A | #N/A | #N/A | #N/A | #N/A | #N/A | #N/A | #N/A | #N/A | #N/A | #N/A | #N/A | #N/A | #N/A | #N/A | #N/A | #N/A | #N/A | #N/A | #N/A | #N/A | #N/A | #N/A | #N/A | #N/A | #N/A | #N/A | #N/A | #N/A | #N/A | #N/A | #N/A | #N/A | #N/A | #N/A | #N/A | #N/A | #N/A | #N/A | #N/A | #N/A | #N/A | #N/A | #N/A | #N/A | #N/A | #N/A | #N/A | #N/A | #N/A | #N/A | #N/A | #N/A | #N/A | #N/A | #N/A | #N/A | #N/A
| #N/A | #N/A |  | #N/A | #N/A | #N/A |  | #N/A | #N/A | #N/A | #N/A | #N/A | 25 | #N/A | #N/A | #N/A | #N/A | #N/A | #N/A | #N/A | #N/A | #N/A |  |  | #N/A | #N/A | #N/A | #N/A | #N/A | #N/A | #N/A | #N/A | #N/A | #N/A | #N/A | #N/A | #N/A | #N/A | #N/A | #N/A | #N/A | #N/A | #N/A | #N/A | #N/A | #N/A | #N/A | #N/A | #N/A | #N/A | #N/A | #N/A | #N/A | #N/A | #N/A | #N/A | #N/A | #N/A | #N/A | #N/A | #N/A | #N/A | #N/A | #N/A | #N/A | #N/A | #N/A | #N/A | #N/A | #N/A | #N/A | #N/A | #N/A | #N/A | #N/A | #N/A | #N/A | #N/A | #N/A | #N/A | #N/A | #N/A
| #N/A | #N/A |  | #N/A | #N/A | #N/A |  | #N/A | #N/A | #N/A | #N/A | #N/A | 25 | #N/A | #N/A | #N/A | #N/A | #N/A | #N/A | #N/A | #N/A | #N/A |  |  | #N/A | #N/A | #N/A | #N/A | #N/A | #N/A | #N/A | #N/A | #N/A | #N/A | #N/A | #N/A | #N/A | #N/A | #N/A | #N/A | #N/A | #N/A | #N/A | #N/A | #N/A | #N/A | #N/A | #N/A | #N/A | #N/A | #N/A | #N/A | #N/A | #N/A | #N/A | #N/A | #N/A | #N/A | #N/A | #N/A | #N/A | #N/A | #N/A | #N/A | #N/A | #N/A | #N/A | #N/A | #N/A | #N/A | #N/A | #N/A | #N/A | #N/A | #N/A | #N/A | #N/A | #N/A | #N/A | #N/A | #N/A | #N/A
| #N/A | #N/A |  | #N/A | #N/A | #N/A |  | #N/A | #N/A | #N/A | #N/A | #N/A | 25 | #N/A | #N/A | #N/A | #N/A | #N/A | #N/A | #N/A | #N/A | #N/A |  |  | #N/A | #N/A | #N/A | #N/A | #N/A | #N/A | #N/A | #N/A | #N/A | #N/A | #N/A | #N/A | #N/A | #N/A | #N/A | #N/A | #N/A | #N/A | #N/A | #N/A | #N/A | #N/A | #N/A | #N/A | #N/A | #N/A | #N/A | #N/A | #N/A | #N/A | #N/A | #N/A | #N/A | #N/A | #N/A | #N/A | #N/A | #N/A | #N/A | #N/A | #N/A | #N/A | #N/A | #N/A | #N/A | #N/A | #N/A | #N/A | #N/A | #N/A | #N/A | #N/A | #N/A | #N/A | #N/A | #N/A | #N/A | #N/A
| #N/A | #N/A |  | #N/A | #N/A | #N/A |  | #N/A | #N/A | #N/A | #N/A | #N/A | 25 | #N/A | #N/A | #N/A | #N/A | #N/A | #N/A | #N/A | #N/A | #N/A |  |  | #N/A | #N/A | #N/A | #N/A | #N/A | #N/A | #N/A | #N/A | #N/A | #N/A | #N/A | #N/A | #N/A | #N/A | #N/A | #N/A | #N/A | #N/A | #N/A | #N/A | #N/A | #N/A | #N/A | #N/A | #N/A | #N/A | #N/A | #N/A | #N/A | #N/A | #N/A | #N/A | #N/A | #N/A | #N/A | #N/A | #N/A | #N/A | #N/A | #N/A | #N/A | #N/A | #N/A | #N/A | #N/A | #N/A | #N/A | #N/A | #N/A | #N/A | #N/A | #N/A | #N/A | #N/A | #N/A | #N/A | #N/A | #N/A
| #N/A | #N/A |  | #N/A | #N/A | #N/A |  | #N/A | #N/A | #N/A | #N/A | #N/A | 25 | #N/A | #N/A | #N/A | #N/A | #N/A | #N/A | #N/A | #N/A | #N/A |  |  | #N/A | #N/A | #N/A | #N/A | #N/A | #N/A | #N/A | #N/A | #N/A | #N/A | #N/A | #N/A | #N/A | #N/A | #N/A | #N/A | #N/A | #N/A | #N/A | #N/A | #N/A | #N/A | #N/A | #N/A | #N/A | #N/A | #N/A | #N/A | #N/A | #N/A | #N/A | #N/A | #N/A | #N/A | #N/A | #N/A | #N/A | #N/A | #N/A | #N/A | #N/A | #N/A | #N/A | #N/A | #N/A | #N/A | #N/A | #N/A | #N/A | #N/A | #N/A | #N/A | #N/A | #N/A | #N/A | #N/A | #N/A | #N/A
| #N/A | #N/A |  | #N/A | #N/A | #N/A |  | #N/A | #N/A | #N/A | #N/A | #N/A | 25 | #N/A | #N/A | #N/A | #N/A | #N/A | #N/A | #N/A | #N/A | #N/A |  |  | #N/A | #N/A | #N/A | #N/A | #N/A | #N/A | #N/A | #N/A | #N/A | #N/A | #N/A | #N/A | #N/A | #N/A | #N/A | #N/A | #N/A | #N/A | #N/A | #N/A | #N/A | #N/A | #N/A | #N/A | #N/A | #N/A | #N/A | #N/A | #N/A | #N/A | #N/A | #N/A | #N/A | #N/A | #N/A | #N/A | #N/A | #N/A | #N/A | #N/A | #N/A | #N/A | #N/A | #N/A | #N/A | #N/A | #N/A | #N/A | #N/A | #N/A | #N/A | #N/A | #N/A | #N/A | #N/A | #N/A | #N/A | #N/A
| #N/A | #N/A |  | #N/A | #N/A | #N/A |  | #N/A | #N/A | #N/A | #N/A | #N/A | 25 | #N/A | #N/A | #N/A | #N/A | #N/A | #N/A | #N/A | #N/A | #N/A |  |  | #N/A | #N/A | #N/A | #N/A | #N/A | #N/A | #N/A | #N/A | #N/A | #N/A | #N/A | #N/A | #N/A | #N/A | #N/A | #N/A | #N/A | #N/A | #N/A | #N/A | #N/A | #N/A | #N/A | #N/A | #N/A | #N/A | #N/A | #N/A | #N/A | #N/A | #N/A | #N/A | #N/A | #N/A | #N/A | #N/A | #N/A | #N/A | #N/A | #N/A | #N/A | #N/A | #N/A | #N/A | #N/A | #N/A | #N/A | #N/A | #N/A | #N/A | #N/A | #N/A | #N/A | #N/A | #N/A | #N/A | #N/A | #N/A
| #N/A | #N/A |  | #N/A | #N/A | #N/A |  | #N/A | #N/A | #N/A | #N/A | #N/A | 25 | #N/A | #N/A | #N/A | #N/A | #N/A | #N/A | #N/A | #N/A | #N/A |  |  | #N/A | #N/A | #N/A | #N/A | #N/A | #N/A | #N/A | #N/A | #N/A | #N/A | #N/A | #N/A | #N/A | #N/A | #N/A | #N/A | #N/A | #N/A | #N/A | #N/A | #N/A | #N/A | #N/A | #N/A | #N/A | #N/A | #N/A | #N/A | #N/A | #N/A | #N/A | #N/A | #N/A | #N/A | #N/A | #N/A | #N/A | #N/A | #N/A | #N/A | #N/A | #N/A | #N/A | #N/A | #N/A | #N/A | #N/A | #N/A | #N/A | #N/A | #N/A | #N/A | #N/A | #N/A | #N/A | #N/A | #N/A | #N/A
| #N/A | #N/A |  | #N/A | #N/A | #N/A |  | #N/A | #N/A | #N/A | #N/A | #N/A | 25 | #N/A | #N/A | #N/A | #N/A | #N/A | #N/A | #N/A | #N/A | #N/A |  |  | #N/A | #N/A | #N/A | #N/A | #N/A | #N/A | #N/A | #N/A | #N/A | #N/A | #N/A | #N/A | #N/A | #N/A | #N/A | #N/A | #N/A | #N/A | #N/A | #N/A | #N/A | #N/A | #N/A | #N/A | #N/A | #N/A | #N/A | #N/A | #N/A | #N/A | #N/A | #N/A | #N/A | #N/A | #N/A | #N/A | #N/A | #N/A | #N/A | #N/A | #N/A | #N/A | #N/A | #N/A | #N/A | #N/A | #N/A | #N/A | #N/A | #N/A | #N/A | #N/A | #N/A | #N/A | #N/A | #N/A | #N/A | #N/A
| #N/A | #N/A |  | #N/A | #N/A | #N/A |  | #N/A | #N/A | #N/A | #N/A | #N/A | 25 | #N/A | #N/A | #N/A | #N/A | #N/A | #N/A | #N/A | #N/A | #N/A |  |  | #N/A | #N/A | #N/A | #N/A | #N/A | #N/A | #N/A | #N/A | #N/A | #N/A | #N/A | #N/A | #N/A | #N/A | #N/A | #N/A | #N/A | #N/A | #N/A | #N/A | #N/A | #N/A | #N/A | #N/A | #N/A | #N/A | #N/A | #N/A | #N/A | #N/A | #N/A | #N/A | #N/A | #N/A | #N/A | #N/A | #N/A | #N/A | #N/A | #N/A | #N/A | #N/A | #N/A | #N/A | #N/A | #N/A | #N/A | #N/A | #N/A | #N/A | #N/A | #N/A | #N/A | #N/A | #N/A | #N/A | #N/A | #N/A
| #N/A | #N/A |  | #N/A | #N/A | #N/A |  | #N/A | #N/A | #N/A | #N/A | #N/A | 25 | #N/A | #N/A | #N/A | #N/A | #N/A | #N/A | #N/A | #N/A | #N/A |  |  | #N/A | #N/A | #N/A | #N/A | #N/A | #N/A | #N/A | #N/A | #N/A | #N/A | #N/A | #N/A | #N/A | #N/A | #N/A | #N/A | #N/A | #N/A | #N/A | #N/A | #N/A | #N/A | #N/A | #N/A | #N/A | #N/A | #N/A | #N/A | #N/A | #N/A | #N/A | #N/A | #N/A | #N/A | #N/A | #N/A | #N/A | #N/A | #N/A | #N/A | #N/A | #N/A | #N/A | #N/A | #N/A | #N/A | #N/A | #N/A | #N/A | #N/A | #N/A | #N/A | #N/A | #N/A | #N/A | #N/A | #N/A | #N/A
| #N/A | #N/A |  | #N/A | #N/A | #N/A |  | #N/A | #N/A | #N/A | #N/A | #N/A | 25 | #N/A | #N/A | #N/A | #N/A | #N/A | #N/A | #N/A | #N/A | #N/A |  |  | #N/A | #N/A | #N/A | #N/A | #N/A | #N/A | #N/A | #N/A | #N/A | #N/A | #N/A | #N/A | #N/A | #N/A | #N/A | #N/A | #N/A | #N/A | #N/A | #N/A | #N/A | #N/A | #N/A | #N/A | #N/A | #N/A | #N/A | #N/A | #N/A | #N/A | #N/A | #N/A | #N/A | #N/A | #N/A | #N/A | #N/A | #N/A | #N/A | #N/A | #N/A | #N/A | #N/A | #N/A | #N/A | #N/A | #N/A | #N/A | #N/A | #N/A | #N/A | #N/A | #N/A | #N/A | #N/A | #N/A | #N/A | #N/A
| #N/A | #N/A |  | #N/A | #N/A | #N/A |  | #N/A | #N/A | #N/A | #N/A | #N/A | 25 | #N/A | #N/A | #N/A | #N/A | #N/A | #N/A | #N/A | #N/A | #N/A |  |  | #N/A | #N/A | #N/A | #N/A | #N/A | #N/A | #N/A | #N/A | #N/A | #N/A | #N/A | #N/A | #N/A | #N/A | #N/A | #N/A | #N/A | #N/A | #N/A | #N/A | #N/A | #N/A | #N/A | #N/A | #N/A | #N/A | #N/A | #N/A | #N/A | #N/A | #N/A | #N/A | #N/A | #N/A | #N/A | #N/A | #N/A | #N/A | #N/A | #N/A | #N/A | #N/A | #N/A | #N/A | #N/A | #N/A | #N/A | #N/A | #N/A | #N/A | #N/A | #N/A | #N/A | #N/A | #N/A | #N/A | #N/A | #N/A
| #N/A | #N/A |  | #N/A | #N/A | #N/A |  | #N/A | #N/A | #N/A | #N/A | #N/A | 25 | #N/A | #N/A | #N/A | #N/A | #N/A | #N/A | #N/A | #N/A | #N/A |  |  | #N/A | #N/A | #N/A | #N/A | #N/A | #N/A | #N/A | #N/A | #N/A | #N/A | #N/A | #N/A | #N/A | #N/A | #N/A | #N/A | #N/A | #N/A | #N/A | #N/A | #N/A | #N/A | #N/A | #N/A | #N/A | #N/A | #N/A | #N/A | #N/A | #N/A | #N/A | #N/A | #N/A | #N/A | #N/A | #N/A | #N/A | #N/A | #N/A | #N/A | #N/A | #N/A | #N/A | #N/A | #N/A | #N/A | #N/A | #N/A | #N/A | #N/A | #N/A | #N/A | #N/A | #N/A | #N/A | #N/A | #N/A | #N/A
| #N/A | #N/A |  | #N/A | #N/A | #N/A |  | #N/A | #N/A | #N/A | #N/A | #N/A | 25 | #N/A | #N/A | #N/A | #N/A | #N/A | #N/A | #N/A | #N/A | #N/A |  |  | #N/A | #N/A | #N/A | #N/A | #N/A | #N/A | #N/A | #N/A | #N/A | #N/A | #N/A | #N/A | #N/A | #N/A | #N/A | #N/A | #N/A | #N/A | #N/A | #N/A | #N/A | #N/A | #N/A | #N/A | #N/A | #N/A | #N/A | #N/A | #N/A | #N/A | #N/A | #N/A | #N/A | #N/A | #N/A | #N/A | #N/A | #N/A | #N/A | #N/A | #N/A | #N/A | #N/A | #N/A | #N/A | #N/A | #N/A | #N/A | #N/A | #N/A | #N/A | #N/A | #N/A | #N/A | #N/A | #N/A | #N/A | #N/A
| #N/A | #N/A |  | #N/A | #N/A | #N/A |  | #N/A | #N/A | #N/A | #N/A | #N/A | 25 | #N/A | #N/A | #N/A | #N/A | #N/A | #N/A | #N/A | #N/A | #N/A |  |  | #N/A | #N/A | #N/A | #N/A | #N/A | #N/A | #N/A | #N/A | #N/A | #N/A | #N/A | #N/A | #N/A | #N/A | #N/A | #N/A | #N/A | #N/A | #N/A | #N/A | #N/A | #N/A | #N/A | #N/A | #N/A | #N/A | #N/A | #N/A | #N/A | #N/A | #N/A | #N/A | #N/A | #N/A | #N/A | #N/A | #N/A | #N/A | #N/A | #N/A | #N/A | #N/A | #N/A | #N/A | #N/A | #N/A | #N/A | #N/A | #N/A | #N/A | #N/A | #N/A | #N/A | #N/A | #N/A | #N/A | #N/A | #N/A
| #N/A | #N/A |  | #N/A | #N/A | #N/A |  | #N/A | #N/A | #N/A | #N/A | #N/A | 25 | #N/A | #N/A | #N/A | #N/A | #N/A | #N/A | #N/A | #N/A | #N/A |  |  | #N/A | #N/A | #N/A | #N/A | #N/A | #N/A | #N/A | #N/A | #N/A | #N/A | #N/A | #N/A | #N/A | #N/A | #N/A | #N/A | #N/A | #N/A | #N/A | #N/A | #N/A | #N/A | #N/A | #N/A | #N/A | #N/A | #N/A | #N/A | #N/A | #N/A | #N/A | #N/A | #N/A | #N/A | #N/A | #N/A | #N/A | #N/A | #N/A | #N/A | #N/A | #N/A | #N/A | #N/A | #N/A | #N/A | #N/A | #N/A | #N/A | #N/A | #N/A | #N/A | #N/A | #N/A | #N/A | #N/A | #N/A | #N/A
| #N/A | #N/A |  | #N/A | #N/A | #N/A |  | #N/A | #N/A | #N/A | #N/A | #N/A | 25 | #N/A | #N/A | #N/A | #N/A | #N/A | #N/A | #N/A | #N/A | #N/A |  |  | #N/A | #N/A | #N/A | #N/A | #N/A | #N/A | #N/A | #N/A | #N/A | #N/A | #N/A | #N/A | #N/A | #N/A | #N/A | #N/A | #N/A | #N/A | #N/A | #N/A | #N/A | #N/A | #N/A | #N/A | #N/A | #N/A | #N/A | #N/A | #N/A | #N/A | #N/A | #N/A | #N/A | #N/A | #N/A | #N/A | #N/A | #N/A | #N/A | #N/A | #N/A | #N/A | #N/A | #N/A | #N/A | #N/A | #N/A | #N/A | #N/A | #N/A | #N/A | #N/A | #N/A | #N/A | #N/A | #N/A | #N/A | #N/A
| #N/A | #N/A |  | #N/A | #N/A | #N/A |  | #N/A | #N/A | #N/A | #N/A | #N/A | 25 | #N/A | #N/A | #N/A | #N/A | #N/A | #N/A | #N/A | #N/A | #N/A |  |  | #N/A | #N/A | #N/A | #N/A | #N/A | #N/A | #N/A | #N/A | #N/A | #N/A | #N/A | #N/A | #N/A | #N/A | #N/A | #N/A | #N/A | #N/A | #N/A | #N/A | #N/A | #N/A | #N/A | #N/A | #N/A | #N/A | #N/A | #N/A | #N/A | #N/A | #N/A | #N/A | #N/A | #N/A | #N/A | #N/A | #N/A | #N/A | #N/A | #N/A | #N/A | #N/A | #N/A | #N/A | #N/A | #N/A | #N/A | #N/A | #N/A | #N/A | #N/A | #N/A | #N/A | #N/A | #N/A | #N/A | #N/A | #N/A
| #N/A | #N/A |  | #N/A | #N/A | #N/A |  | #N/A | #N/A | #N/A | #N/A | #N/A | 25 | #N/A | #N/A | #N/A | #N/A | #N/A | #N/A | #N/A | #N/A | #N/A |  |  | #N/A | #N/A | #N/A | #N/A | #N/A | #N/A | #N/A | #N/A | #N/A | #N/A | #N/A | #N/A | #N/A | #N/A | #N/A | #N/A | #N/A | #N/A | #N/A | #N/A | #N/A | #N/A | #N/A | #N/A | #N/A | #N/A | #N/A | #N/A | #N/A | #N/A | #N/A | #N/A | #N/A | #N/A | #N/A | #N/A | #N/A | #N/A | #N/A | #N/A | #N/A | #N/A | #N/A | #N/A | #N/A | #N/A | #N/A | #N/A | #N/A | #N/A | #N/A | #N/A | #N/A | #N/A | #N/A | #N/A | #N/A | #N/A
| #N/A | #N/A |  | #N/A | #N/A | #N/A |  | #N/A | #N/A | #N/A | #N/A | #N/A | 25 | #N/A | #N/A | #N/A | #N/A | #N/A | #N/A | #N/A | #N/A | #N/A |  |  | #N/A | #N/A | #N/A | #N/A | #N/A | #N/A | #N/A | #N/A | #N/A | #N/A | #N/A | #N/A | #N/A | #N/A | #N/A | #N/A | #N/A | #N/A | #N/A | #N/A | #N/A | #N/A | #N/A | #N/A | #N/A | #N/A | #N/A | #N/A | #N/A | #N/A | #N/A | #N/A | #N/A | #N/A | #N/A | #N/A | #N/A | #N/A | #N/A | #N/A | #N/A | #N/A | #N/A | #N/A | #N/A | #N/A | #N/A | #N/A | #N/A | #N/A | #N/A | #N/A | #N/A | #N/A | #N/A | #N/A | #N/A | #N/A
| #N/A | #N/A |  | #N/A | #N/A | #N/A |  | #N/A | #N/A | #N/A | #N/A | #N/A | 25 | #N/A | #N/A | #N/A | #N/A | #N/A | #N/A | #N/A | #N/A | #N/A |  |  | #N/A | #N/A | #N/A | #N/A | #N/A | #N/A | #N/A | #N/A | #N/A | #N/A | #N/A | #N/A | #N/A | #N/A | #N/A | #N/A | #N/A | #N/A | #N/A | #N/A | #N/A | #N/A | #N/A | #N/A | #N/A | #N/A | #N/A | #N/A | #N/A | #N/A | #N/A | #N/A | #N/A | #N/A | #N/A | #N/A | #N/A | #N/A | #N/A | #N/A | #N/A | #N/A | #N/A | #N/A | #N/A | #N/A | #N/A | #N/A | #N/A | #N/A | #N/A | #N/A | #N/A | #N/A | #N/A | #N/A | #N/A | #N/A
| #N/A | #N/A |  | #N/A | #N/A | #N/A |  | #N/A | #N/A | #N/A | #N/A | #N/A | 25 | #N/A | #N/A | #N/A | #N/A | #N/A | #N/A | #N/A | #N/A | #N/A |  |  | #N/A | #N/A | #N/A | #N/A | #N/A | #N/A | #N/A | #N/A | #N/A | #N/A | #N/A | #N/A | #N/A | #N/A | #N/A | #N/A | #N/A | #N/A | #N/A | #N/A | #N/A | #N/A | #N/A | #N/A | #N/A | #N/A | #N/A | #N/A | #N/A | #N/A | #N/A | #N/A | #N/A | #N/A | #N/A | #N/A | #N/A | #N/A | #N/A | #N/A | #N/A | #N/A | #N/A | #N/A | #N/A | #N/A | #N/A | #N/A | #N/A | #N/A | #N/A | #N/A | #N/A | #N/A | #N/A | #N/A | #N/A | #N/A
| #N/A | #N/A |  | #N/A | #N/A | #N/A |  | #N/A | #N/A | #N/A | #N/A | #N/A | 25 | #N/A | #N/A | #N/A | #N/A | #N/A | #N/A | #N/A | #N/A | #N/A |  |  | #N/A | #N/A | #N/A | #N/A | #N/A | #N/A | #N/A | #N/A | #N/A | #N/A | #N/A | #N/A | #N/A | #N/A | #N/A | #N/A | #N/A | #N/A | #N/A | #N/A | #N/A | #N/A | #N/A | #N/A | #N/A | #N/A | #N/A | #N/A | #N/A | #N/A | #N/A | #N/A | #N/A | #N/A | #N/A | #N/A | #N/A | #N/A | #N/A | #N/A | #N/A | #N/A | #N/A | #N/A | #N/A | #N/A | #N/A | #N/A | #N/A | #N/A | #N/A | #N/A | #N/A | #N/A | #N/A | #N/A | #N/A | #N/A
| #N/A | #N/A |  | #N/A | #N/A | #N/A |  | #N/A | #N/A | #N/A | #N/A | #N/A | 25 | #N/A | #N/A | #N/A | #N/A | #N/A | #N/A | #N/A | #N/A | #N/A |  |  | #N/A | #N/A | #N/A | #N/A | #N/A | #N/A | #N/A | #N/A | #N/A | #N/A | #N/A | #N/A | #N/A | #N/A | #N/A | #N/A | #N/A | #N/A | #N/A | #N/A | #N/A | #N/A | #N/A | #N/A | #N/A | #N/A | #N/A | #N/A | #N/A | #N/A | #N/A | #N/A | #N/A | #N/A | #N/A | #N/A | #N/A | #N/A | #N/A | #N/A | #N/A | #N/A | #N/A | #N/A | #N/A | #N/A | #N/A | #N/A | #N/A | #N/A | #N/A | #N/A | #N/A | #N/A | #N/A | #N/A | #N/A | #N/A
| #N/A | #N/A |  | #N/A | #N/A | #N/A |  | #N/A | #N/A | #N/A | #N/A | #N/A | 25 | #N/A | #N/A | #N/A | #N/A | #N/A | #N/A | #N/A | #N/A | #N/A |  |  | #N/A | #N/A | #N/A | #N/A | #N/A | #N/A | #N/A | #N/A | #N/A | #N/A | #N/A | #N/A | #N/A | #N/A | #N/A | #N/A | #N/A | #N/A | #N/A | #N/A | #N/A | #N/A | #N/A | #N/A | #N/A | #N/A | #N/A | #N/A | #N/A | #N/A | #N/A | #N/A | #N/A | #N/A | #N/A | #N/A | #N/A | #N/A | #N/A | #N/A | #N/A | #N/A | #N/A | #N/A | #N/A | #N/A | #N/A | #N/A | #N/A | #N/A | #N/A | #N/A | #N/A | #N/A | #N/A | #N/A | #N/A | #N/A
| #N/A | #N/A |  | #N/A | #N/A | #N/A |  | #N/A | #N/A | #N/A | #N/A | #N/A | 25 | #N/A | #N/A | #N/A | #N/A | #N/A | #N/A | #N/A | #N/A | #N/A |  |  | #N/A | #N/A | #N/A | #N/A | #N/A | #N/A | #N/A | #N/A | #N/A | #N/A | #N/A | #N/A | #N/A | #N/A | #N/A | #N/A | #N/A | #N/A | #N/A | #N/A | #N/A | #N/A | #N/A | #N/A | #N/A | #N/A | #N/A | #N/A | #N/A | #N/A | #N/A | #N/A | #N/A | #N/A | #N/A | #N/A | #N/A | #N/A | #N/A | #N/A | #N/A | #N/A | #N/A | #N/A | #N/A | #N/A | #N/A | #N/A | #N/A | #N/A | #N/A | #N/A | #N/A | #N/A | #N/A | #N/A | #N/A | #N/A
| #N/A | #N/A |  | #N/A | #N/A | #N/A |  | #N/A | #N/A | #N/A | #N/A | #N/A | 25 | #N/A | #N/A | #N/A | #N/A | #N/A | #N/A | #N/A | #N/A | #N/A |  |  | #N/A | #N/A | #N/A | #N/A | #N/A | #N/A | #N/A | #N/A | #N/A | #N/A | #N/A | #N/A | #N/A | #N/A | #N/A | #N/A | #N/A | #N/A | #N/A | #N/A | #N/A | #N/A | #N/A | #N/A | #N/A | #N/A | #N/A | #N/A | #N/A | #N/A | #N/A | #N/A | #N/A | #N/A | #N/A | #N/A | #N/A | #N/A | #N/A | #N/A | #N/A | #N/A | #N/A | #N/A | #N/A | #N/A | #N/A | #N/A | #N/A | #N/A | #N/A | #N/A | #N/A | #N/A | #N/A | #N/A | #N/A | #N/A
| #N/A | #N/A |  | #N/A | #N/A | #N/A |  | #N/A | #N/A | #N/A | #N/A | #N/A | 25 | #N/A | #N/A | #N/A | #N/A | #N/A | #N/A | #N/A | #N/A | #N/A |  |  | #N/A | #N/A | #N/A | #N/A | #N/A | #N/A | #N/A | #N/A | #N/A | #N/A | #N/A | #N/A | #N/A | #N/A | #N/A | #N/A | #N/A | #N/A | #N/A | #N/A | #N/A | #N/A | #N/A | #N/A | #N/A | #N/A | #N/A | #N/A | #N/A | #N/A | #N/A | #N/A | #N/A | #N/A | #N/A | #N/A | #N/A | #N/A | #N/A | #N/A | #N/A | #N/A | #N/A | #N/A | #N/A | #N/A | #N/A | #N/A | #N/A | #N/A | #N/A | #N/A | #N/A | #N/A | #N/A | #N/A | #N/A | #N/A
| #N/A | #N/A |  | #N/A | #N/A | #N/A |  | #N/A | #N/A | #N/A | #N/A | #N/A | 25 | #N/A | #N/A | #N/A | #N/A | #N/A | #N/A | #N/A | #N/A | #N/A |  |  | #N/A | #N/A | #N/A | #N/A | #N/A | #N/A | #N/A | #N/A | #N/A | #N/A | #N/A | #N/A | #N/A | #N/A | #N/A | #N/A | #N/A | #N/A | #N/A | #N/A | #N/A | #N/A | #N/A | #N/A | #N/A | #N/A | #N/A | #N/A | #N/A | #N/A | #N/A | #N/A | #N/A | #N/A | #N/A | #N/A | #N/A | #N/A | #N/A | #N/A | #N/A | #N/A | #N/A | #N/A | #N/A | #N/A | #N/A | #N/A | #N/A | #N/A | #N/A | #N/A | #N/A | #N/A | #N/A | #N/A | #N/A | #N/A
| #N/A | #N/A |  | #N/A | #N/A | #N/A |  | #N/A | #N/A | #N/A | #N/A | #N/A | 25 | #N/A | #N/A | #N/A | #N/A | #N/A | #N/A | #N/A | #N/A | #N/A |  |  | #N/A | #N/A | #N/A | #N/A | #N/A | #N/A | #N/A | #N/A | #N/A | #N/A | #N/A | #N/A | #N/A | #N/A | #N/A | #N/A | #N/A | #N/A | #N/A | #N/A | #N/A | #N/A | #N/A | #N/A | #N/A | #N/A | #N/A | #N/A | #N/A | #N/A | #N/A | #N/A | #N/A | #N/A | #N/A | #N/A | #N/A | #N/A | #N/A | #N/A | #N/A | #N/A | #N/A | #N/A | #N/A | #N/A | #N/A | #N/A | #N/A | #N/A | #N/A | #N/A | #N/A | #N/A | #N/A | #N/A | #N/A | #N/A
| #N/A | #N/A |  | #N/A | #N/A | #N/A |  | #N/A | #N/A | #N/A | #N/A | #N/A | 25 | #N/A | #N/A | #N/A | #N/A | #N/A | #N/A | #N/A | #N/A | #N/A |  |  | #N/A | #N/A | #N/A | #N/A | #N/A | #N/A | #N/A | #N/A | #N/A | #N/A | #N/A | #N/A | #N/A | #N/A | #N/A | #N/A | #N/A | #N/A | #N/A | #N/A | #N/A | #N/A | #N/A | #N/A | #N/A | #N/A | #N/A | #N/A | #N/A | #N/A | #N/A | #N/A | #N/A | #N/A | #N/A | #N/A | #N/A | #N/A | #N/A | #N/A | #N/A | #N/A | #N/A | #N/A | #N/A | #N/A | #N/A | #N/A | #N/A | #N/A | #N/A | #N/A | #N/A | #N/A | #N/A | #N/A | #N/A | #N/A
| #N/A | #N/A |  | #N/A | #N/A | #N/A |  | #N/A | #N/A | #N/A | #N/A | #N/A | 25 | #N/A | #N/A | #N/A | #N/A | #N/A | #N/A | #N/A | #N/A | #N/A |  |  | #N/A | #N/A | #N/A | #N/A | #N/A | #N/A | #N/A | #N/A | #N/A | #N/A | #N/A | #N/A | #N/A | #N/A | #N/A | #N/A | #N/A | #N/A | #N/A | #N/A | #N/A | #N/A | #N/A | #N/A | #N/A | #N/A | #N/A | #N/A | #N/A | #N/A | #N/A | #N/A | #N/A | #N/A | #N/A | #N/A | #N/A | #N/A | #N/A | #N/A | #N/A | #N/A | #N/A | #N/A | #N/A | #N/A | #N/A | #N/A | #N/A | #N/A | #N/A | #N/A | #N/A | #N/A | #N/A | #N/A | #N/A | #N/A
| #N/A | #N/A |  | #N/A | #N/A | #N/A |  | #N/A | #N/A | #N/A | #N/A | #N/A | 25 | #N/A | #N/A | #N/A | #N/A | #N/A | #N/A | #N/A | #N/A | #N/A |  |  | #N/A | #N/A | #N/A | #N/A | #N/A | #N/A | #N/A | #N/A | #N/A | #N/A | #N/A | #N/A | #N/A | #N/A | #N/A | #N/A | #N/A | #N/A | #N/A | #N/A | #N/A | #N/A | #N/A | #N/A | #N/A | #N/A | #N/A | #N/A | #N/A | #N/A | #N/A | #N/A | #N/A | #N/A | #N/A | #N/A | #N/A | #N/A | #N/A | #N/A | #N/A | #N/A | #N/A | #N/A | #N/A | #N/A | #N/A | #N/A | #N/A | #N/A | #N/A | #N/A | #N/A | #N/A | #N/A | #N/A | #N/A | #N/A
| #N/A | #N/A |  | #N/A | #N/A | #N/A |  | #N/A | #N/A | #N/A | #N/A | #N/A | 25 | #N/A | #N/A | #N/A | #N/A | #N/A | #N/A | #N/A | #N/A | #N/A |  |  | #N/A | #N/A | #N/A | #N/A | #N/A | #N/A | #N/A | #N/A | #N/A | #N/A | #N/A | #N/A | #N/A | #N/A | #N/A | #N/A | #N/A | #N/A | #N/A | #N/A | #N/A | #N/A | #N/A | #N/A | #N/A | #N/A | #N/A | #N/A | #N/A | #N/A | #N/A | #N/A | #N/A | #N/A | #N/A | #N/A | #N/A | #N/A | #N/A | #N/A | #N/A | #N/A | #N/A | #N/A | #N/A | #N/A | #N/A | #N/A | #N/A | #N/A | #N/A | #N/A | #N/A | #N/A | #N/A | #N/A | #N/A | #N/A
| #N/A | #N/A |  | #N/A | #N/A | #N/A |  | #N/A | #N/A | #N/A | #N/A | #N/A | 25 | #N/A | #N/A | #N/A | #N/A | #N/A | #N/A | #N/A | #N/A | #N/A |  |  | #N/A | #N/A | #N/A | #N/A | #N/A | #N/A | #N/A | #N/A | #N/A | #N/A | #N/A | #N/A | #N/A | #N/A | #N/A | #N/A | #N/A | #N/A | #N/A | #N/A | #N/A | #N/A | #N/A | #N/A | #N/A | #N/A | #N/A | #N/A | #N/A | #N/A | #N/A | #N/A | #N/A | #N/A | #N/A | #N/A | #N/A | #N/A | #N/A | #N/A | #N/A | #N/A | #N/A | #N/A | #N/A | #N/A | #N/A | #N/A | #N/A | #N/A | #N/A | #N/A | #N/A | #N/A | #N/A | #N/A | #N/A | #N/A
| #N/A | #N/A |  | #N/A | #N/A | #N/A |  | #N/A | #N/A | #N/A | #N/A | #N/A | 25 | #N/A | #N/A | #N/A | #N/A | #N/A | #N/A | #N/A | #N/A | #N/A |  |  | #N/A | #N/A | #N/A | #N/A | #N/A | #N/A | #N/A | #N/A | #N/A | #N/A | #N/A | #N/A | #N/A | #N/A | #N/A | #N/A | #N/A | #N/A | #N/A | #N/A | #N/A | #N/A | #N/A | #N/A | #N/A | #N/A | #N/A | #N/A | #N/A | #N/A | #N/A | #N/A | #N/A | #N/A | #N/A | #N/A | #N/A | #N/A | #N/A | #N/A | #N/A | #N/A | #N/A | #N/A | #N/A | #N/A | #N/A | #N/A | #N/A | #N/A | #N/A | #N/A | #N/A | #N/A | #N/A | #N/A | #N/A | #N/A
| #N/A | #N/A |  | #N/A | #N/A | #N/A |  | #N/A | #N/A | #N/A | #N/A | #N/A | 25 | #N/A | #N/A | #N/A | #N/A | #N/A | #N/A | #N/A | #N/A | #N/A |  |  | #N/A | #N/A | #N/A | #N/A | #N/A | #N/A | #N/A | #N/A | #N/A | #N/A | #N/A | #N/A | #N/A | #N/A | #N/A | #N/A | #N/A | #N/A | #N/A | #N/A | #N/A | #N/A | #N/A | #N/A | #N/A | #N/A | #N/A | #N/A | #N/A | #N/A | #N/A | #N/A | #N/A | #N/A | #N/A | #N/A | #N/A | #N/A | #N/A | #N/A | #N/A | #N/A | #N/A | #N/A | #N/A | #N/A | #N/A | #N/A | #N/A | #N/A | #N/A | #N/A | #N/A | #N/A | #N/A | #N/A | #N/A | #N/A
| #N/A | #N/A |  | #N/A | #N/A | #N/A |  | #N/A | #N/A | #N/A | #N/A | #N/A | 25 | #N/A | #N/A | #N/A | #N/A | #N/A | #N/A | #N/A | #N/A | #N/A |  |  | #N/A | #N/A | #N/A | #N/A | #N/A | #N/A | #N/A | #N/A | #N/A | #N/A | #N/A | #N/A | #N/A | #N/A | #N/A | #N/A | #N/A | #N/A | #N/A | #N/A | #N/A | #N/A | #N/A | #N/A | #N/A | #N/A | #N/A | #N/A | #N/A | #N/A | #N/A | #N/A | #N/A | #N/A | #N/A | #N/A | #N/A | #N/A | #N/A | #N/A | #N/A | #N/A | #N/A | #N/A | #N/A | #N/A | #N/A | #N/A | #N/A | #N/A | #N/A | #N/A | #N/A | #N/A | #N/A | #N/A | #N/A | #N/A
| #N/A | #N/A |  | #N/A | #N/A | #N/A |  | #N/A | #N/A | #N/A | #N/A | #N/A | 25 | #N/A | #N/A | #N/A | #N/A | #N/A | #N/A | #N/A | #N/A | #N/A |  |  | #N/A | #N/A | #N/A | #N/A | #N/A | #N/A | #N/A | #N/A | #N/A | #N/A | #N/A | #N/A | #N/A | #N/A | #N/A | #N/A | #N/A | #N/A | #N/A | #N/A | #N/A | #N/A | #N/A | #N/A | #N/A | #N/A | #N/A | #N/A | #N/A | #N/A | #N/A | #N/A | #N/A | #N/A | #N/A | #N/A | #N/A | #N/A | #N/A | #N/A | #N/A | #N/A | #N/A | #N/A | #N/A | #N/A | #N/A | #N/A | #N/A | #N/A | #N/A | #N/A | #N/A | #N/A | #N/A | #N/A | #N/A | #N/A
| #N/A | #N/A |  | #N/A | #N/A | #N/A |  | #N/A | #N/A | #N/A | #N/A | #N/A | 25 | #N/A | #N/A | #N/A | #N/A | #N/A | #N/A | #N/A | #N/A | #N/A |  |  | #N/A | #N/A | #N/A | #N/A | #N/A | #N/A | #N/A | #N/A | #N/A | #N/A | #N/A | #N/A | #N/A | #N/A | #N/A | #N/A | #N/A | #N/A | #N/A | #N/A | #N/A | #N/A | #N/A | #N/A | #N/A | #N/A | #N/A | #N/A | #N/A | #N/A | #N/A | #N/A | #N/A | #N/A | #N/A | #N/A | #N/A | #N/A | #N/A | #N/A | #N/A | #N/A | #N/A | #N/A | #N/A | #N/A | #N/A | #N/A | #N/A | #N/A | #N/A | #N/A | #N/A | #N/A | #N/A | #N/A | #N/A | #N/A
| #N/A | #N/A |  | #N/A | #N/A | #N/A |  | #N/A | #N/A | #N/A | #N/A | #N/A | 25 | #N/A | #N/A | #N/A | #N/A | #N/A | #N/A | #N/A | #N/A | #N/A |  |  | #N/A | #N/A | #N/A | #N/A | #N/A | #N/A | #N/A | #N/A | #N/A | #N/A | #N/A | #N/A | #N/A | #N/A | #N/A | #N/A | #N/A | #N/A | #N/A | #N/A | #N/A | #N/A | #N/A | #N/A | #N/A | #N/A | #N/A | #N/A | #N/A | #N/A | #N/A | #N/A | #N/A | #N/A | #N/A | #N/A | #N/A | #N/A | #N/A | #N/A | #N/A | #N/A | #N/A | #N/A | #N/A | #N/A | #N/A | #N/A | #N/A | #N/A | #N/A | #N/A | #N/A | #N/A | #N/A | #N/A | #N/A | #N/A
| #N/A | #N/A |  | #N/A | #N/A | #N/A |  | #N/A | #N/A | #N/A | #N/A | #N/A | 25 | #N/A | #N/A | #N/A | #N/A | #N/A | #N/A | #N/A | #N/A | #N/A |  |  | #N/A | #N/A | #N/A | #N/A | #N/A | #N/A | #N/A | #N/A | #N/A | #N/A | #N/A | #N/A | #N/A | #N/A | #N/A | #N/A | #N/A | #N/A | #N/A | #N/A | #N/A | #N/A | #N/A | #N/A | #N/A | #N/A | #N/A | #N/A | #N/A | #N/A | #N/A | #N/A | #N/A | #N/A | #N/A | #N/A | #N/A | #N/A | #N/A | #N/A | #N/A | #N/A | #N/A | #N/A | #N/A | #N/A | #N/A | #N/A | #N/A | #N/A | #N/A | #N/A | #N/A | #N/A | #N/A | #N/A | #N/A | #N/A
| #N/A | #N/A |  | #N/A | #N/A | #N/A |  | #N/A | #N/A | #N/A | #N/A | #N/A | 25 | #N/A | #N/A | #N/A | #N/A | #N/A | #N/A | #N/A | #N/A | #N/A |  |  | #N/A | #N/A | #N/A | #N/A | #N/A | #N/A | #N/A | #N/A | #N/A | #N/A | #N/A | #N/A | #N/A | #N/A | #N/A | #N/A | #N/A | #N/A | #N/A | #N/A | #N/A | #N/A | #N/A | #N/A | #N/A | #N/A | #N/A | #N/A | #N/A | #N/A | #N/A | #N/A | #N/A | #N/A | #N/A | #N/A | #N/A | #N/A | #N/A | #N/A | #N/A | #N/A | #N/A | #N/A | #N/A | #N/A | #N/A | #N/A | #N/A | #N/A | #N/A | #N/A | #N/A | #N/A | #N/A | #N/A | #N/A | #N/A
| #N/A | #N/A |  | #N/A | #N/A | #N/A |  | #N/A | #N/A | #N/A | #N/A | #N/A | 25 | #N/A | #N/A | #N/A | #N/A | #N/A | #N/A | #N/A | #N/A | #N/A |  |  | #N/A | #N/A | #N/A | #N/A | #N/A | #N/A | #N/A | #N/A | #N/A | #N/A | #N/A | #N/A | #N/A | #N/A | #N/A | #N/A | #N/A | #N/A | #N/A | #N/A | #N/A | #N/A | #N/A | #N/A | #N/A | #N/A | #N/A | #N/A | #N/A | #N/A | #N/A | #N/A | #N/A | #N/A | #N/A | #N/A | #N/A | #N/A | #N/A | #N/A | #N/A | #N/A | #N/A | #N/A | #N/A | #N/A | #N/A | #N/A | #N/A | #N/A | #N/A | #N/A | #N/A | #N/A | #N/A | #N/A | #N/A | #N/A
| #N/A | #N/A |  | #N/A | #N/A | #N/A |  | #N/A | #N/A | #N/A | #N/A | #N/A | 25 | #N/A | #N/A | #N/A | #N/A | #N/A | #N/A | #N/A | #N/A | #N/A |  |  | #N/A | #N/A | #N/A | #N/A | #N/A | #N/A | #N/A | #N/A | #N/A | #N/A | #N/A | #N/A | #N/A | #N/A | #N/A | #N/A | #N/A | #N/A | #N/A | #N/A | #N/A | #N/A | #N/A | #N/A | #N/A | #N/A | #N/A | #N/A | #N/A | #N/A | #N/A | #N/A | #N/A | #N/A | #N/A | #N/A | #N/A | #N/A | #N/A | #N/A | #N/A | #N/A | #N/A | #N/A | #N/A | #N/A | #N/A | #N/A | #N/A | #N/A | #N/A | #N/A | #N/A | #N/A | #N/A | #N/A | #N/A | #N/A
| #N/A | #N/A |  | #N/A | #N/A | #N/A |  | #N/A | #N/A | #N/A | #N/A | #N/A | 25 | #N/A | #N/A | #N/A | #N/A | #N/A | #N/A | #N/A | #N/A | #N/A |  |  | #N/A | #N/A | #N/A | #N/A | #N/A | #N/A | #N/A | #N/A | #N/A | #N/A | #N/A | #N/A | #N/A | #N/A | #N/A | #N/A | #N/A | #N/A | #N/A | #N/A | #N/A | #N/A | #N/A | #N/A | #N/A | #N/A | #N/A | #N/A | #N/A | #N/A | #N/A | #N/A | #N/A | #N/A | #N/A | #N/A | #N/A | #N/A | #N/A | #N/A | #N/A | #N/A | #N/A | #N/A | #N/A | #N/A | #N/A | #N/A | #N/A | #N/A | #N/A | #N/A | #N/A | #N/A | #N/A | #N/A | #N/A | #N/A
| #N/A | #N/A |  | #N/A | #N/A | #N/A |  | #N/A | #N/A | #N/A | #N/A | #N/A | 25 | #N/A | #N/A | #N/A | #N/A | #N/A | #N/A | #N/A | #N/A | #N/A |  |  | #N/A | #N/A | #N/A | #N/A | #N/A | #N/A | #N/A | #N/A | #N/A | #N/A | #N/A | #N/A | #N/A | #N/A | #N/A | #N/A | #N/A | #N/A | #N/A | #N/A | #N/A | #N/A | #N/A | #N/A | #N/A | #N/A | #N/A | #N/A | #N/A | #N/A | #N/A | #N/A | #N/A | #N/A | #N/A | #N/A | #N/A | #N/A | #N/A | #N/A | #N/A | #N/A | #N/A | #N/A | #N/A | #N/A | #N/A | #N/A | #N/A | #N/A | #N/A | #N/A | #N/A | #N/A | #N/A | #N/A | #N/A | #N/A
| #N/A | #N/A |  | #N/A | #N/A | #N/A |  | #N/A | #N/A | #N/A | #N/A | #N/A | 25 | #N/A | #N/A | #N/A | #N/A | #N/A | #N/A | #N/A | #N/A | #N/A |  |  | #N/A | #N/A | #N/A | #N/A | #N/A | #N/A | #N/A | #N/A | #N/A | #N/A | #N/A | #N/A | #N/A | #N/A | #N/A | #N/A | #N/A | #N/A | #N/A | #N/A | #N/A | #N/A | #N/A | #N/A | #N/A | #N/A | #N/A | #N/A | #N/A | #N/A | #N/A | #N/A | #N/A | #N/A | #N/A | #N/A | #N/A | #N/A | #N/A | #N/A | #N/A | #N/A | #N/A | #N/A | #N/A | #N/A | #N/A | #N/A | #N/A | #N/A | #N/A | #N/A | #N/A | #N/A | #N/A | #N/A | #N/A | #N/A
| #N/A | #N/A |  | #N/A | #N/A | #N/A |  | #N/A | #N/A | #N/A | #N/A | #N/A | 25 | #N/A | #N/A | #N/A | #N/A | #N/A | #N/A | #N/A | #N/A | #N/A |  |  | #N/A | #N/A | #N/A | #N/A | #N/A | #N/A | #N/A | #N/A | #N/A | #N/A | #N/A | #N/A | #N/A | #N/A | #N/A | #N/A | #N/A | #N/A | #N/A | #N/A | #N/A | #N/A | #N/A | #N/A | #N/A | #N/A | #N/A | #N/A | #N/A | #N/A | #N/A | #N/A | #N/A | #N/A | #N/A | #N/A | #N/A | #N/A | #N/A | #N/A | #N/A | #N/A | #N/A | #N/A | #N/A | #N/A | #N/A | #N/A | #N/A | #N/A | #N/A | #N/A | #N/A | #N/A | #N/A | #N/A | #N/A | #N/A
| #N/A | #N/A |  | #N/A | #N/A | #N/A |  | #N/A | #N/A | #N/A | #N/A | #N/A | 25 | #N/A | #N/A | #N/A | #N/A | #N/A | #N/A | #N/A | #N/A | #N/A |  |  | #N/A | #N/A | #N/A | #N/A | #N/A | #N/A | #N/A | #N/A | #N/A | #N/A | #N/A | #N/A | #N/A | #N/A | #N/A | #N/A | #N/A | #N/A | #N/A | #N/A | #N/A | #N/A | #N/A | #N/A | #N/A | #N/A | #N/A | #N/A | #N/A | #N/A | #N/A | #N/A | #N/A | #N/A | #N/A | #N/A | #N/A | #N/A | #N/A | #N/A | #N/A | #N/A | #N/A | #N/A | #N/A | #N/A | #N/A | #N/A | #N/A | #N/A | #N/A | #N/A | #N/A | #N/A | #N/A | #N/A | #N/A | #N/A
| #N/A | #N/A |  | #N/A | #N/A | #N/A |  | #N/A | #N/A | #N/A | #N/A | #N/A | 25 | #N/A | #N/A | #N/A | #N/A | #N/A | #N/A | #N/A | #N/A | #N/A |  |  | #N/A | #N/A | #N/A | #N/A | #N/A | #N/A | #N/A | #N/A | #N/A | #N/A | #N/A | #N/A | #N/A | #N/A | #N/A | #N/A | #N/A | #N/A | #N/A | #N/A | #N/A | #N/A | #N/A | #N/A | #N/A | #N/A | #N/A | #N/A | #N/A | #N/A | #N/A | #N/A | #N/A | #N/A | #N/A | #N/A | #N/A | #N/A | #N/A | #N/A | #N/A | #N/A | #N/A | #N/A | #N/A | #N/A | #N/A | #N/A | #N/A | #N/A | #N/A | #N/A | #N/A | #N/A | #N/A | #N/A | #N/A | #N/A
| #N/A | #N/A |  | #N/A | #N/A | #N/A |  | #N/A | #N/A | #N/A | #N/A | #N/A | 25 | #N/A | #N/A | #N/A | #N/A | #N/A | #N/A | #N/A | #N/A | #N/A |  |  | #N/A | #N/A | #N/A | #N/A | #N/A | #N/A | #N/A | #N/A | #N/A | #N/A | #N/A | #N/A | #N/A | #N/A | #N/A | #N/A | #N/A | #N/A | #N/A | #N/A | #N/A | #N/A | #N/A | #N/A | #N/A | #N/A | #N/A | #N/A | #N/A | #N/A | #N/A | #N/A | #N/A | #N/A | #N/A | #N/A | #N/A | #N/A | #N/A | #N/A | #N/A | #N/A | #N/A | #N/A | #N/A | #N/A | #N/A | #N/A | #N/A | #N/A | #N/A | #N/A | #N/A | #N/A | #N/A | #N/A | #N/A | #N/A
| #N/A | #N/A |  | #N/A | #N/A | #N/A |  | #N/A | #N/A | #N/A | #N/A | #N/A | 25 | #N/A | #N/A | #N/A | #N/A | #N/A | #N/A | #N/A | #N/A | #N/A |  |  | #N/A | #N/A | #N/A | #N/A | #N/A | #N/A | #N/A | #N/A | #N/A | #N/A | #N/A | #N/A | #N/A | #N/A | #N/A | #N/A | #N/A | #N/A | #N/A | #N/A | #N/A | #N/A | #N/A | #N/A | #N/A | #N/A | #N/A | #N/A | #N/A | #N/A | #N/A | #N/A | #N/A | #N/A | #N/A | #N/A | #N/A | #N/A | #N/A | #N/A | #N/A | #N/A | #N/A | #N/A | #N/A | #N/A | #N/A | #N/A | #N/A | #N/A | #N/A | #N/A | #N/A | #N/A | #N/A | #N/A | #N/A | #N/A
| #N/A | #N/A |  | #N/A | #N/A | #N/A |  | #N/A | #N/A | #N/A | #N/A | #N/A | 25 | #N/A | #N/A | #N/A | #N/A | #N/A | #N/A | #N/A | #N/A | #N/A |  |  | #N/A | #N/A | #N/A | #N/A | #N/A | #N/A | #N/A | #N/A | #N/A | #N/A | #N/A | #N/A | #N/A | #N/A | #N/A | #N/A | #N/A | #N/A | #N/A | #N/A | #N/A | #N/A | #N/A | #N/A | #N/A | #N/A | #N/A | #N/A | #N/A | #N/A | #N/A | #N/A | #N/A | #N/A | #N/A | #N/A | #N/A | #N/A | #N/A | #N/A | #N/A | #N/A | #N/A | #N/A | #N/A | #N/A | #N/A | #N/A | #N/A | #N/A | #N/A | #N/A | #N/A | #N/A | #N/A | #N/A | #N/A | #N/A
| #N/A | #N/A |  | #N/A | #N/A | #N/A |  | #N/A | #N/A | #N/A | #N/A | #N/A | 25 | #N/A | #N/A | #N/A | #N/A | #N/A | #N/A | #N/A | #N/A | #N/A |  |  | #N/A | #N/A | #N/A | #N/A | #N/A | #N/A | #N/A | #N/A | #N/A | #N/A | #N/A | #N/A | #N/A | #N/A | #N/A | #N/A | #N/A | #N/A | #N/A | #N/A | #N/A | #N/A | #N/A | #N/A | #N/A | #N/A | #N/A | #N/A | #N/A | #N/A | #N/A | #N/A | #N/A | #N/A | #N/A | #N/A | #N/A | #N/A | #N/A | #N/A | #N/A | #N/A | #N/A | #N/A | #N/A | #N/A | #N/A | #N/A | #N/A | #N/A | #N/A | #N/A | #N/A | #N/A | #N/A | #N/A | #N/A | #N/A
| #N/A | #N/A |  | #N/A | #N/A | #N/A |  | #N/A | #N/A | #N/A | #N/A | #N/A | 25 | #N/A | #N/A | #N/A | #N/A | #N/A | #N/A | #N/A | #N/A | #N/A |  |  | #N/A | #N/A | #N/A | #N/A | #N/A | #N/A | #N/A | #N/A | #N/A | #N/A | #N/A | #N/A | #N/A | #N/A | #N/A | #N/A | #N/A | #N/A | #N/A | #N/A | #N/A | #N/A | #N/A | #N/A | #N/A | #N/A | #N/A | #N/A | #N/A | #N/A | #N/A | #N/A | #N/A | #N/A | #N/A | #N/A | #N/A | #N/A | #N/A | #N/A | #N/A | #N/A | #N/A | #N/A | #N/A | #N/A | #N/A | #N/A | #N/A | #N/A | #N/A | #N/A | #N/A | #N/A | #N/A | #N/A | #N/A | #N/A
| #N/A | #N/A |  | #N/A | #N/A | #N/A |  | #N/A | #N/A | #N/A | #N/A | #N/A | 25 | #N/A | #N/A | #N/A | #N/A | #N/A | #N/A | #N/A | #N/A | #N/A |  |  | #N/A | #N/A | #N/A | #N/A | #N/A | #N/A | #N/A | #N/A | #N/A | #N/A | #N/A | #N/A | #N/A | #N/A | #N/A | #N/A | #N/A | #N/A | #N/A | #N/A | #N/A | #N/A | #N/A | #N/A | #N/A | #N/A | #N/A | #N/A | #N/A | #N/A | #N/A | #N/A | #N/A | #N/A | #N/A | #N/A | #N/A | #N/A | #N/A | #N/A | #N/A | #N/A | #N/A | #N/A | #N/A | #N/A | #N/A | #N/A | #N/A | #N/A | #N/A | #N/A | #N/A | #N/A | #N/A | #N/A | #N/A | #N/A
| #N/A | #N/A |  | #N/A | #N/A | #N/A |  | #N/A | #N/A | #N/A | #N/A | #N/A | 25 | #N/A | #N/A | #N/A | #N/A | #N/A | #N/A | #N/A | #N/A | #N/A |  |  | #N/A | #N/A | #N/A | #N/A | #N/A | #N/A | #N/A | #N/A | #N/A | #N/A | #N/A | #N/A | #N/A | #N/A | #N/A | #N/A | #N/A | #N/A | #N/A | #N/A | #N/A | #N/A | #N/A | #N/A | #N/A | #N/A | #N/A | #N/A | #N/A | #N/A | #N/A | #N/A | #N/A | #N/A | #N/A | #N/A | #N/A | #N/A | #N/A | #N/A | #N/A | #N/A | #N/A | #N/A | #N/A | #N/A | #N/A | #N/A | #N/A | #N/A | #N/A | #N/A | #N/A | #N/A | #N/A | #N/A | #N/A | #N/A
| #N/A | #N/A |  | #N/A | #N/A | #N/A |  | #N/A | #N/A | #N/A | #N/A | #N/A | 25 | #N/A | #N/A | #N/A | #N/A | #N/A | #N/A | #N/A | #N/A | #N/A |  |  | #N/A | #N/A | #N/A | #N/A | #N/A | #N/A | #N/A | #N/A | #N/A | #N/A | #N/A | #N/A | #N/A | #N/A | #N/A | #N/A | #N/A | #N/A | #N/A | #N/A | #N/A | #N/A | #N/A | #N/A | #N/A | #N/A | #N/A | #N/A | #N/A | #N/A | #N/A | #N/A | #N/A | #N/A | #N/A | #N/A | #N/A | #N/A | #N/A | #N/A | #N/A | #N/A | #N/A | #N/A | #N/A | #N/A | #N/A | #N/A | #N/A | #N/A | #N/A | #N/A | #N/A | #N/A | #N/A | #N/A | #N/A | #N/A
| #N/A | #N/A |  | #N/A | #N/A | #N/A |  | #N/A | #N/A | #N/A | #N/A | #N/A | 25 | #N/A | #N/A | #N/A | #N/A | #N/A | #N/A | #N/A | #N/A | #N/A |  |  | #N/A | #N/A | #N/A | #N/A | #N/A | #N/A | #N/A | #N/A | #N/A | #N/A | #N/A | #N/A | #N/A | #N/A | #N/A | #N/A | #N/A | #N/A | #N/A | #N/A | #N/A | #N/A | #N/A | #N/A | #N/A | #N/A | #N/A | #N/A | #N/A | #N/A | #N/A | #N/A | #N/A | #N/A | #N/A | #N/A | #N/A | #N/A | #N/A | #N/A | #N/A | #N/A | #N/A | #N/A | #N/A | #N/A | #N/A | #N/A | #N/A | #N/A | #N/A | #N/A | #N/A | #N/A | #N/A | #N/A | #N/A | #N/A
[21 empty] | Head at first hole | Head at Last hole | Holes per line | Flow at first | Flow at Last | m | % Flow lost | AVG Flow
| Design Point: | 25 |  | 8 | 2.8549 | 10.8549 |  | 0 | 0 | 0 | 0 | 0 | 25 | 10.8549 | 0.074878 | 0.24767 | 0 | 0 | 0 | 0 | 0 | 5 | 20 | 0 | 0.41868 | #DIV/0! | #DIV/0! | 0
|  | Flow for E.F. at Distil |  | Static
[21 empty] | Flow | Minimum head
[21 empty] | 0 | 0
[21 empty] | 0 | 0

## Spider Valve Sizing
Zoeller Company
Spider Valve Sizing Tool
1-800-924-7867
Number of Outlets | 3
Distal Pressure | 3
Maximum Orifice | 0.5
Lateral Line #1 | Length | 90 | 90 | Orifice Size | 0.49147 | Drill Size | 0.5
Lateral Line #2 | Length | 90 | 90 | Orifice Size | 0.49147 | Drill Size | 0.5
Lateral Line #3 | Length | 90 | 90 | Orifice Size | 0.49147 | Drill Size | 0.5
56
59
55
45
40
40
35
Total Flow |  | Theoretical
15.563 |  | 15.563
20.0917
Minimum Line | Length |  | 90 | Orifice Size | 0.49147
Maximum Line | Length |  | 90 | Orifice Size | 0.49147
Project Data |  |  |  | Notes:
Project Name:
Project Address
Contact Info:
Although every effort to ensure this tool produces results that are accurate and correct, Zoeller Company and its divisions (“Zoeller”) offer this tool without warranty. Zoeller expressly disclaims any liability that may arise from its use. It is the sole responsibility of the user of this program to ensure that the information is correct. The use of this program is acceptance of these terms.
Version 4.53

## Hidden Data (hidden)
This information is a necessary reference for the calculations on the previous sheet. | [21 empty] | WeepSize
|  | Inner Diameters | [19 empty] | 0.125
size | - | SCH 40 | SCH 80 | SDR-21/Class 200 | [17 empty] | 0.15625
- | [21 empty] | 0.1875
0.5 |  | 0.622 | 0.546 | 0.716 | [17 empty] | 0.21875
0.75 |  | 0.824 | 0.742 | 0.93 | [17 empty] | 0.25
1 |  | 1.049 | 0.957 | 1.189 | [17 empty] | 0.3125
1.25 |  | 1.38 | 1.278 | 1.502 | [17 empty] | 0.375
1.5 |  | 1.61 | 1.5 | 1.72 |  |  |  |  | Laterals | MZV | Filter | FCO | ReqFlow | MaxEl | Design | WeepHole | FreqHz |  |  |  |  | 0.4375
2 |  | 2.067 | 1.939 | 2.149 |  |  |  |  | Yes | Yes | Yes | Yes | Yes | Yes | On | Yes | 60 Hz |  |  |  |  | 0.5
2.5 |  | 2.469 | 2.323 | 2.601 |  |  |  |  | No | No | No | No | No | No | Off | No | 60 Hz |  |  |  |  | 0.5625
3 |  | 3.068 | 2.9 | 3.166
4 |  | 4.026 | 3.826 | 4.072
6 |  | 6.065 | 5.761 | 5.993
8 |  | 7.981 | 7.625 | 7.805
10 |  | 10.02 | 9.564 | 9.728
12 |  | 11.938 | 11.376 | 11.538
Non-Pressurized |  |  | None
Low Pressure Pipe | Non-Pressurized |  | 1 |  | 20 | 40 | 60 | 80 | 100 | 120 | 140 | 160 | 180 | 200 | 300 | 400 | 500 | 600 | 800 | 1000 | 1200 | 1500 | 2000
Spider Valve | Pressure |  | 2
Force Main |  |  | 3
1 |  |  | 4
2 |  |  | 5
3
Clarus Pumps
1 |  | 5030-0005, 11gpm, 0.5hp | 5030-0006, 11gpm, 0.5hp | 5030-0007, 11gpm, 0.5hp | 5030-0008, 11gpm, 0.5hp | 5030-0009, 11gpm, 0.75hp | 5030-0012, 11gpm, 1hp | 5031-0005, 19gpm, 0.5hp | 5031-0006, 19gpm, 0.5hp | 5031-0007, 19gpm, 0.75hp | 5031-0008, 19gpm, 1hp | 5032-0005, 27gpm, 0.5hp | 5032-0006, 27gpm, 0.5hp | 5032-0007, 27gpm, 0.75hp | 5032-0008, 27gpm, 1hp | 5032-0009, 27gpm, 1.5hp | 5033-0005, 35gpm, 0.5hp | 5033-0006, 35gpm, 0.5hp | 5033-0007, 35gpm, 0.75hp | 5033-0008, 35gpm, 1hp | 5033-0009, 35gpm, 1.5hp | 5034-0005, 55gpm, 0.5hp | 5034-0006, 55gpm, 0.5hp | 5034-0007, 55gpm, 0.75hp | 5034-0008, 55gpm, 1hp | 5034-0009, 55gpm, 1.5hp | 5034-0010, 55gpm, 2hp | 5034-0011, 55gpm, 3hp | 5035-0005, 85gpm, 0.75hp | 5035-0006, 85gpm, 1hp | 5035-0007, 85gpm, 1.5hp | 5035-0008, 85gpm, 2hp | 5035-0009, 85gpm, 3hp
2 |  | 0 | 0 | 0 | 0 | 0 | 0 | 0 | 0 | 0 | 0 | 0 | 0 | 0 | 0 | 0 | 0 | 0 | 0 | 0 | 0 | 0 | 0 | 0 | 0 | 0 | 0 | 0 | 0 | 0 | 0 | 0 | 0
3 |  | 2 | 2 | 2 | 2 | 2 | 2 | 5 | 5 | 5 | 5 | 5 | 5 | 5 | 5 | 5 | 10 | 10 | 10 | 10 | 10 | 10 | 10 | 10 | 10 | 10 | 10 | 10 | 10 | 10 | 10 | 10 | 10
4 |  | 4 | 4 | 4 | 4 | 4 | 4 | 10 | 10 | 10 | 10 | 10 | 10 | 10 | 10 | 10 | 15 | 15 | 15 | 15 | 15 | 30 | 30 | 30 | 30 | 30 | 30 | 30 | 20 | 20 | 20 | 20 | 20
5 |  | 6 | 6 | 6 | 6 | 6 | 6 | 12 | 12 | 12 | 12 | 15 | 15 | 15 | 15 | 15 | 20 | 20 | 20 | 20 | 20 | 40 | 40 | 40 | 40 | 40 | 40 | 40 | 40 | 40 | 40 | 40 | 40
6 |  | 8 | 8 | 8 | 8 | 8 | 8 | 15 | 15 | 15 | 15 | 20 | 20 | 20 | 20 | 20 | 25 | 25 | 25 | 25 | 25 | 50 | 50 | 50 | 50 | 50 | 50 | 50 | 60 | 60 | 60 | 60 | 60
7 |  | 10 | 10 | 10 | 10 | 10 | 10 | 20 | 20 | 20 | 20 | 25 | 25 | 25 | 25 | 25 | 30 | 30 | 30 | 30 | 30 | 60 | 60 | 60 | 60 | 60 | 60 | 60 | 80 | 80 | 80 | 80 | 80
8 |  | 12 | 12 | 12 | 12 | 12 | 12 | 25 | 25 | 25 | 25 | 30 | 30 | 30 | 30 | 30 | 40 | 40 | 40 | 40 | 40 | 70 | 70 | 70 | 70 | 70 | 70 | 70 | 100 | 100 | 100 | 100 | 100
9 |  | 15 | 15 | 15 | 15 | 14 | 15.2 | 26 | 26 | 26 | 26 | 34 | 34 | 34 | 34 | 34 | 50 | 50 | 50 | 50 | 50 | 80 | 80 | 80 | 80 | 80 | 80 | 80 | 120 | 120 | 120 | 120 | 120
10 |  | 180 | 180 | 242 | 242 | 400 | 497 | 160 | 160 | 220 | 278 | 121 | 121 | 190 | 222 | 311 | 70 | 70 | 101 | 132 | 168 | 33 | 33 | 65.75 | 98 | 131 | 170 | 231 | 30.5 | 62 | 90 | 122 | 182
11 |  | 177 | 177 | 240 | 240 | 375 | 472 | 155 | 155 | 215 | 270 | 117 | 117 | 188 | 221 | 310 | 69 | 69 | 98 | 131 | 166 | 32.9 | 32.9 | 65.5 | 96 | 130.5 | 167 | 230 | 30 | 61.5 | 88 | 121 | 179
12 |  | 170 | 170 | 230 | 230 | 345 | 438 | 142 | 142 | 198 | 249 | 110 | 110 | 185 | 217 | 305 | 68 | 68 | 95 | 130 | 163 | 31.5 | 31.5 | 62 | 90 | 123 | 155 | 221 | 29 | 60 | 86 | 118 | 173
13 |  | 156 | 156 | 211 | 211 | 312 | 399 | 135 | 135 | 188 | 237 | 100 | 100 | 176 | 208 | 292 | 66 | 66 | 91 | 128 | 159 | 29 | 29 | 57.5 | 85 | 114.5 | 142 | 200 | 26 | 53 | 79 | 107.5 | 158
14 |  | 138 | 138 | 186 | 186 | 270 | 350 | 120 | 120 | 169 | 214 | 87 | 87 | 155 | 181 | 257 | 63 | 63 | 85 | 121 | 152 | 25.5 | 25.5 | 51 | 76 | 103 | 125 | 173 | 21 | 42 | 64 | 85 | 128
15 |  | 112 | 112 | 150 | 150 | 220 | 286 | 82 | 82 | 124 | 158 | 66 | 66 | 120 | 142 | 205 | 58.5 | 58.5 | 78 | 108 | 140 | 21 | 21 | 41 | 62 | 82 | 104 | 141 | 16 | 31.5 | 46 | 63 | 95
16 |  | 80 | 80 | 106 | 106 | 155 | 210 | 34 | 34 | 54 | 67 | 39 | 39 | 80 | 100 | 144 | 42 | 42 | 57 | 71 | 100 | 15 | 15 | 29 | 44 | 59 | 76 | 103 | 11 | 22 | 30 | 41 | 64
17 |  | 25 | 25 | 30 | 30 | 84 | 80 | 25 | 25 | 40 | 46 | 10 | 10 | 41 | 61 | 83 | 20 | 20 | 20 | 29 | 40 | 7.5 | 7.5 | 15.5 | 22 | 30 | 40 | 59 | 7 | 11 | 13 | 17 | 26
Zoeller Pumps
|  | 53/55/57/59 | 98 | 137/139 | 140/4140 | 145/4145 | 51 | 142 | 151 | 152 | 153 | 161 | 163 | 165 | 185 | 186 | 188 | 189 | 191 | 264 | 266/267/268 | 270/4270 | 282/4282 | 284/4284 | 292/4292 | 293/4293 | 294/4294 | 295/4295 | 404/4404 | 405/4405 | 611 | 621 | 631 | 641 | 651 | 661 | 803 | 805 | 807 | 810 | 815 | 818 | 819 | 820 | 840 | 842 | 841 | 915 | 404/4404 | 405/4405
1 |  | 53/55/57/59, 0.3hp, 60Hz | 98, 0.5hp, 60Hz | 137/139, 0.5hp, 60Hz | 140/4140, 1hp, 60Hz | 145/4145, 0.75, 60Hz | 51, 0.3hp | 142, 1hp | 151, 0.3hp, 60Hz | 152, 0.4hp, 60Hz | 153, 0.5hp, 60Hz | 161/4161, 0.5hp, 60Hz | 163/4163, 0.5hp, 60Hz | 165/4165, 1hp, 60Hz | 185/4185, 1hp, 60Hz | 186/4186, 1.5hp, 60Hz | 188/4188, 1.5hp, 60Hz | 189/4189, 2hp, 60Hz | 191, 2hp, 60Hz | 264, 0.4hp, 60Hz | 266/267/268, 0.5hp, 60Hz | 270/4270, 1hp, 60Hz | 282/4282, 0.5hp, 60Hz | 284/4284, 1hp, 60Hz | 292/4292, 0.5hp, 60Hz | 293/4293, 1hp, 60Hz | 294/4294, 1.5hp, 60Hz | 295/4295, 2hp, 60Hz | 404/4404, 2hp, 60Hz | 405/4405, 3hp, 60Hz | 611, 1hp, 60Hz | 621, 1.5hp, 60Hz | 631, 2hp, 60Hz | 641, 3hp, 60Hz | 651, 5hp, 60Hz | 661, 7.5hp, 60Hz | 803, 0.5hp, 60Hz | 805, 0.75hp, 60Hz | 807, 1hp, 60Hz | 810, 1hp, 60Hz | 815, 2hp, 60Hz | 818, 1hp, 60Hz | 819, 1.5hp, 60Hz | 820, 2hp, 60Hz | 840, 2hp, 60Hz | 842, 2hp, 60Hz | 841, 2hp, 60Hz | 915, 0.5hp, 60Hz | 404/4404, 60Hz | 405/4405, 60Hz
2 |  | 0 | 0 | 0 | 0 | 0 | 0 | 0 | 0 | 0 | 0 | 0 | 0 | 0 | 0 | 0 | 0 | 0 | 0 | 0 | 0 | 0 | 0 | 0 | 0 | 0 | 0 | 0 | 0 | 0 | 0 | 0 | 0 | 0 | 0 | 0 | 0 | 0 | 0 | 8.5 | 4 | 0 | 0 | 0 | 0 | 0 | 0 | 0 | 0 | 0
3 |  | 5 | 10 | 8 | 28 | 16 | 2 | 7 | 10 | 10 | 22 | 20 | 33 | 23 | 9 | 4 | 28 | 17 | 10 | 20 | 10 | 20 | 20 | 40 | 10 | 20 | 30 | 30 | 60 | 50 | 35 | 50 | 80 | 72 | 80 | 150 | 9 | 8 | 7 | 9 | 5.2 | 16.5 | 12 | 17 | 10 | 13 | 11 | 13 | 60 | 50
4 |  | 10 | 20 | 20 | 49 | 26 | 5 | 14 | 16 | 23 | 33 | 45 | 46 | 50 | 20 | 16 | 51 | 34 | 20 | 30 | 50 | 40 | 40 | 60 | 30 | 40 | 60 | 60 | 134 | 134 | 70 | 72 | 150 | 143 | 150 | 280 | 15 | 20 | 15 | 10 | 6.4 | 28 | 22 | 27 | 20 | 20 | 19 | 21.5 | 134 | 134
5 |  | 19 | 25 | 36 | 59 | 45 | 8 | 16 | 20 | 34 | 42 | 62 | 55 | 55 | 32 | 30.5 | 71 | 85 | 30 | 40 | 60 | 60 | 60 | 80 | 50 | 60 | 90 | 90 | 170 | 197 | 110 | 143 | 220 | 208 | 280 | 330 | 22 | 25 | 18 | 12 | 7.55 | 33 | 32 | 35 | 30 | 28.5 | 36 | 25 | 170 | 197
6 |  | 30 | 40 | 50 | 66 | 53 | 10 | 17 | 29 | 44 | 52 | 70 | 57.5 | 58 | 51 | 45 | 90 | 97 | 40 | 60 | 89 | 80 | 80 | 100 | 80 | 80 | 120 | 120 | 184 | 241 | 150 | 215 | 275 | 270 | 390 | 430 | 25 | 29 | 27 | 13 | 13 | 37 | 39 | 40 | 40 | 33.7 | 49 | 25.9 | 184 | 241
7 |  | 34 | 45 | 64 | 73 | 56 | 13 | 17.4 | 38 | 53 | 61 | 79 | 59 | 60 | 60 | 53 | 116 | 120 | 44.5 | 70 | 100 | 100 | 100 | 120 | 100 | 100 | 150 | 150 | 224 | 284 | 190 | 250 | 300 | 325 | 490 | 515 | 31 | 35 | 35 | 14 | 14 | 40 | 42 | 45.2 | 43.3 | 33.8 | 52 | 27.2 | 224 | 284
8 |  | 40 | 61 | 79 | 80 | 60 | 15 | 17.75 | 45 | 61 | 70 | 93 | 60.75 | 61 | 70 | 58 | 140 | 140 | 45 | 80 | 120 | 120 | 120 | 140 | 120 | 110 | 180 | 180 | 265 | 326 | 220 | 277 | 330 | 430 | 533 | 560 | 33 | 37 | 42 | 14.77 | 14.77 | 42 | 43 | 46.5 | 44.5 | 34 | 54 | 30 | 265 | 326
9 |  | 43 | 72 | 93 | 86 | 61 | 18 | 18 | 50 | 69 | 77 | 100 | 61 | 61 | 85 | 58.01 | 145 | 145 | 45.01 | 90 | 128 | 132 | 127 | 178 | 140 | 118 | 195 | 214 | 300 | 361 | 255 | 340 | 385 | 480 | 575 | 600 | 35 | 40 | 45 | 15.6 | 15.6 | 43 | 43 | 46.6 | 45 | 34 | 54 | 32 | 300 | 361
10 |  | 19.25 | 23 | 26 | 50 | 74 | 21 | 62 | 30 | 38 | 44 | 56 | 66 | 86.5 | 73 | 114 | 91 | 110 | 137 | 18 | 21.5 | 29 | 26 | 35 | 42 | 50 | 62 | 75 | 33 | 38 | 22 | 29 | 35 | 44 | 55 | 65 | 35 | 45 | 55 | 150 | 240 | 53 | 81 | 107 | 104 | 125 | 125 | 26 | 33 | 38
11 |  | 18.5 | 22.25 | 25 | 40 | 60 | 20 | 50 | 27 | 34.5 | 35 | 50 | 50 | 70 | 70 | 110 | 80 | 100 | 130 | 15.5 | 20 | 26.5 | 22.5 | 30 | 40 | 46 | 56 | 68 | 30 | 35 | 20 | 26.5 | 30 | 40 | 50 | 55 | 30 | 40 | 50 | 139.44 | 215 | 40 | 70 | 90 | 89.2 | 111 | 110 | 20 | 30 | 35
12 |  | 17.5 | 21 | 23 | 30 | 50 | 17.4 | 40 | 25 | 30 | 30 | 40 | 40 | 50 | 65 | 100 | 70 | 90 | 120 | 14.35 | 15 | 23 | 19 | 27 | 35.8 | 41.5 | 49 | 59.25 | 25 | 30 | 17.5 | 25 | 25 | 35 | 45 | 45 | 26 | 30 | 43 | 118.3289 | 194 | 30 | 60 | 80 | 74.5 | 100 | 100 | 15 | 25 | 30
13 |  | 15 | 20 | 20 | 25 | 30 | 15 | 30 | 23.5 | 25 | 25 | 30 | 30 | 40 | 60 | 90 | 60 | 60 | 110 | 13 | 13.6 | 19 | 15.75 | 24 | 31.5 | 36 | 40.5 | 49.25 | 21.5 | 25 | 15 | 20 | 20 | 30 | 35 | 40 | 20 | 25 | 40 | 76.1067 | 170 | 25 | 50 | 71 | 59 | 80 | 80 | 12.2 | 22 | 25
14 |  | 11.5 | 16.5 | 17.5 | 20 | 20 | 13.2 | 20 | 20 | 20 | 20 | 25 | 25 | 30 | 50 | 80 | 50 | 50 | 100 | 10 | 10 | 14.5 | 12.75 | 21 | 23.5 | 30.7 | 30.25 | 37 | 20 | 20 | 12.5 | 15 | 15 | 25 | 25 | 30 | 17 | 20 | 30 | 55 | 55 | 20 | 40 | 64 | 43 | 62 | 60 | 11.4 | 20 | 20
15 |  | 10 | 15 | 15 | 15 | 15 | 10 | 15 | 15 | 15 | 15 | 20 | 20 | 20 | 45.5 | 70 | 30 | 30 | 90 | 8.5 | 8.6 | 10.5 | 9.4 | 17.5 | 17.5 | 23.5 | 19.8 | 26.75 | 15 | 15 | 10 | 12 | 13 | 20 | 15 | 20 | 10 | 12.7 | 20 | 36 | 36 | 15 | 30 | 53 | 30 | 60 | 52 | 10 | 15 | 15
16 |  | 7 | 10 | 10 | 10 | 10 | 8 | 10 | 10 | 10 | 10 | 10 | 10 | 10 | 40 | 50 | 10 | 10 | 50 | 7 | 6.0625 | 7 | 6.25 | 13.5 | 11.5 | 18.5 | 10 | 16.75 | 10 | 10 | 7.5 | 10 | 10 | 10 | 10 | 15 | 7.5 | 10 | 10 | 20 | 20 | 10 | 20 | 43 | 20 | 40 | 40 | 7.2 | 10 | 10
17 |  | 5 | 5 | 5 | 5 | 5 | 5 | 5 | 5 | 5 | 5 | 5 | 5 | 5 | 30 | 5 | 5 | 5 | 5 | 5 | 5 | 5 | 5 | 5 | 5 | 15 | 5 | 5 | 5 | 5 | 5 | 5 | 5 | 5 | 5 | 10 | 5 | 5 | 5 | 4 | 4 | 5 | 5 | 4 | 5 | 5 | 5 | 5 | 5 | 5
Pressure Filter
|  | Flow | Head PSI | Head ft
|  | 0 | 0 | 0
|  | 50 | 0.15 | 0.3465
|  | 85 | 0.5 | 1.155
|  | 120 | 1 | 2.31
|  | 160 | 1.75 | 4.0425
Y=0.0002*X^2+.0001*X
| Fittings | 0.5 | 0.75 | 1 | 1.25 | 1.5 | 2 | 2.5 | 3 | 4 | 6 | 8 | 10 | 12 |  |  | Fsizes1 | Fsizes2 | Fsizes3 | Fsizes4 | Fsizes5
|  | 2 | 3 | 4 | 5 | 6 | 7 | 8 | 9 | 10 | 11 | 12 | 13 | 14 |  |  | 0.5 | 0.5 | 0.5 | 0.5 | 0.5
| 90 Elbow | 1.6 | 2.1 | 2.6 | 3.5 | 4 | 5.2 | 6.2 | 7.7 | 10.1 | 15.2 | 20 | 25.1 | 29.8 |  |  | 0.75 | 0.75 | 0.75 | 0.75 | 0.75
| 45 Elbow | 0.8 | 1.1 | 1.4 | 1.8 | 2.2 | 2.8 | 3.3 | 4.1 | 5.4 | 8.1 | 10.6 | 13.4 | 15.9 |  |  | 1 | 1 | 1 | 1 | 1
| Tee (through flow) | 1 | 1.4 | 1.8 | 2.3 | 2.7 | 3.5 | 4.1 | 5.1 | 6.7 | 10.1 | 13.3 | 16.7 | 19.9 |  |  | 1.25 | 1.25 | 1.25 | 1.25 | 1.25
| Tee (branch flow) | 3.1 | 4.1 | 5.3 | 6.9 | 8.1 | 10.3 | 12.3 | 15.3 | 20.1 | 30.3 | 39.9 | 50.1 | 59.7 |  |  | 1.5 | 1.5 | 1.5 | 1.5 | 1.5
| Check Valve | 5.2 | 6.9 | 8.7 | 11.5 | 13.4 | 17.2 | 20.6 | 25.5 | 33.6 | 50.5 | 66.5 | 83.6 | 99 |  |  | 2 | 2 | 2 | 2 | 2
| Gate Valve (full open) | 0.4 | 0.6 | 0.7 | 0.9 | 1.1 | 1.4 | 1.7 | 2 | 2.7 | 4 | 5.3 | 6.7 | 8 |  |  | 2.5 | 2.5 | 2.5 | 2.5 | 2.5
| Discharge Assembly | 0 | 0 | 35 | 40.5 | 0 | 54.7 | 0 | 0 | 0 | 0 | 0 | 0 | 0 | 0 |  | 3 | 3 | 3 | 3 | 3
[17 empty] | 4 | 4 | 4 | 4 | 4
|  | 3: Row 1; 4: 5.2 |  |  | 6 | 6 | 6 | 6 | 6
|  | 3: Row 2; 4: 17.2 |  |  | 8 | 8 | 8 | 8 | 8
|  | 3: Row 3; 4: #N/A |  |  | 10 | 10 | 10 | 10 | 10
|  | 3: Row 4; 4: #N/A |  |  | 12 | 12 | 12 | 12 | 12
|  |  | Row 5 | #N/A